## Worksheet
Barcode No | District | Facility Type | Facility Name | Department | Device Group | Device Name | Device Class | Manufacturer | Model | Serial No. | Purchase Value | Estimated Purchase Value | Installation Date | Date of Receipt | Contract Status | Warranty Start Date | Warranty End Date | Current Status | Status@Tagging | Date Of Upload | Entered By | Verification Date | Verified By | Tagging Date | Change service Status Date | Current Service Status | Service Status@verification | Asset Transfer Remark | Edit Remark
2110060462 | KAPURTHALA | DH | DH KAPURTHALA | RADIOLOGY | RADIOLOGY | DIGITAL RADIOGRAPHY SYSTEM (DR) | CRITICAL | CARESTREAM HEALTH | 5950 laser imager | 0 | 950000 |  |  |  | UNDER WARRANTY | 27-03-2024 | 26-03-2026 | WORKING | WORKING | 06-12-2024 | AOVPB019 - Akash | 06-12-2024 | AOVPB025 - BALINDER | 28-09-2024 | active
2110060468 | KAPURTHALA | DH | DH KAPURTHALA | LABORATORY | LABORATORY | COAGULATION ANALYZER | NON CRITICAL | DIAGON LTD. | caag 4d | 0 | 180000 |  |  |  | UNDER BMC |  |  | WORKING | WORKING | 06-12-2024 | AOVPB019 - Akash | 06-12-2024 | AOVPB025 - BALINDER | 01-10-2024 | active
2110060469 | KAPURTHALA | DH | DH KAPURTHALA | LABORATORY | LABORATORY | COAGULATION ANALYZER | NON CRITICAL | DIAGON LTD. | caag 4d | 0 | 180000 |  |  |  | UNDER BMC |  |  | WORKING | WORKING | 06-12-2024 | AOVPB019 - Akash | 06-12-2024 | AOVPB025 - BALINDER | 01-10-2024 | active
2110060465 | KAPURTHALA | DH | DH KAPURTHALA | MAIN OT | STERILIZER | AUTOCLAVE-VERTICAL | NON CRITICAL | REICO | na | 0 | 72269 |  |  |  | UNDER BMC |  |  | WORKING | WORKING | 06-12-2024 | AOVPB019 - Akash | 06-12-2024 | AOVPB025 - BALINDER | 24-09-2024 | active
3110110128 | KAPURTHALA | SDH | SDH SULTANPUR LODHI | ICU | OTHERS | IN ARM BLOOD PRESSURE RECORDER UNIT | NON CRITICAL | A&D MEDICAL | TM-2657P | 0 | 205357 |  |  |  | UNDER BMC |  |  | NOT WORKING | NOT WORKING | 06-12-2024 | AOVPB019 - Akash | 06-12-2024 | AOVPB025 - BALINDER | 12-09-2024 | Inactive
3110100272 | KAPURTHALA | SDH | SDH PHAGWARA | EMERGENCY | STERILIZER | AUTOCLAVE-VERTICAL | NON CRITICAL | GENIST TECHNOCRACY PVT LTD | gta-001 | 0 | 106200 |  |  |  | UNDER WARRANTY | 06-06-2024 | 05-06-2025 | WORKING | WORKING | 06-12-2024 | AOVPB052 - KAPIL KUMAR | 06-12-2024 | AOVPB025 - BALINDER | 27-09-2024 | active
3110110136 | KAPURTHALA | SDH | SDH SULTANPUR LODHI | LABOR ROOM | SCALE | BABY WEIGHING MACHINE | NON CRITICAL | PHOENIX MEDICAL SYSTEM(P) LTD. | nby | 0 | 15000 |  |  |  | UNDER BMC |  |  | NOT WORKING | NOT WORKING | 06-12-2024 | AOVPB019 - Akash | 06-12-2024 | AOVPB025 - BALINDER | 20-11-2024 | Inactive
2110060470 | KAPURTHALA | DH | DH KAPURTHALA | LABORATORY | LABORATORY | MICROSCOPE-BINOCULAR | NON CRITICAL | RADICAL | rxk5 | 0 | 30000 |  |  |  | UNDER BMC |  |  | WORKING | WORKING | 06-12-2024 | AOVPB019 - Akash | 06-12-2024 | AOVPB025 - BALINDER | 01-10-2024 | active
4110030039 | KAPURTHALA | CHC | CHC KALA SANGHIAN | LABORATORY | MICROSCOPE | MICROSCOPE-BINOCULAR | NON CRITICAL | SUSWOX | na | 0 | 30000 |  |  |  | UNDER BMC |  |  | WORKING | WORKING | 06-12-2024 | AOVPB019 - Akash | 06-12-2024 | AOVPB025 - BALINDER | 30-11-2024 | active
2110060471 | KAPURTHALA | DH | DH KAPURTHALA | SNCU | WARMER | RADIANT BABY WARMER | CRITICAL | AVI HEALTH CARE | iw4000 | 0 | 28200 |  |  |  | UNDER BMC |  |  | WORKING | WORKING | 06-12-2024 | AOVPB019 - Akash | 06-12-2024 | AOVPB025 - BALINDER | 13-11-2024 | active
2110060484 | KAPURTHALA | DH | DH KAPURTHALA | SNCU | WARMER | RADIANT BABY WARMER | CRITICAL | AVI HEALTH CARE | iw4000 | 0 | 28200 |  |  |  | UNDER BMC |  |  | WORKING | WORKING | 06-12-2024 | AOVPB019 - Akash | 06-12-2024 | AOVPB025 - BALINDER | 13-11-2024 | active
2110060485 | KAPURTHALA | DH | DH KAPURTHALA | SNCU | WARMER | RADIANT BABY WARMER | CRITICAL | AVI HEALTH CARE | iw4000 | 0 | 28200 |  |  |  | UNDER BMC |  |  | WORKING | WORKING | 06-12-2024 | AOVPB019 - Akash | 06-12-2024 | AOVPB025 - BALINDER | 13-11-2024 | active
2110060486 | KAPURTHALA | DH | DH KAPURTHALA | SNCU | WARMER | RADIANT BABY WARMER | CRITICAL | AVI HEALTH CARE | iw4000 | 0 | 28200 |  |  |  | UNDER BMC |  |  | WORKING | WORKING | 06-12-2024 | AOVPB019 - Akash | 06-12-2024 | AOVPB025 - BALINDER | 13-11-2024 | active
2110060487 | KAPURTHALA | DH | DH KAPURTHALA | SNCU | WARMER | RADIANT BABY WARMER | CRITICAL | AVI HEALTH CARE | iw4000 | 0 | 28200 |  |  |  | UNDER BMC |  |  | WORKING | WORKING | 06-12-2024 | AOVPB019 - Akash | 06-12-2024 | AOVPB025 - BALINDER | 13-11-2024 | active
2110060488 | KAPURTHALA | DH | DH KAPURTHALA | SNCU | WARMER | RADIANT BABY WARMER | CRITICAL | AVI HEALTH CARE | iw4000 | 0 | 28200 |  |  |  | UNDER BMC |  |  | WORKING | WORKING | 06-12-2024 | AOVPB019 - Akash | 06-12-2024 | AOVPB025 - BALINDER | 13-11-2024 | active
3110110129 | KAPURTHALA | SDH | SDH SULTANPUR LODHI | ICU | OTHERS | OXYGEN CONCENTRATOR | NON CRITICAL | LOCAL | qj zy10la | 0 | 36000 | 0 |  |  | UNDER BMC |  |  | WORKING | WORKING | 06-12-2024 | AOVPB019 - Akash | 06-12-2024 | AOVPB025 - BALINDER | 12-09-2024 | active
3110110130 | KAPURTHALA | SDH | SDH SULTANPUR LODHI | ICU | OTHERS | OXYGEN CONCENTRATOR | NON CRITICAL | LOCAL | qj zy10la | 0 | 36000 |  |  |  | UNDER BMC |  |  | WORKING | WORKING | 06-12-2024 | AOVPB019 - Akash | 06-12-2024 | AOVPB025 - BALINDER | 12-09-2024 | active
3110110133 | KAPURTHALA | SDH | SDH SULTANPUR LODHI | ICU | OTHERS | OXYGEN CONCENTRATOR | NON CRITICAL | KONSUNG BIOMEDICAL | ksoc 10 | 0 | 77650 |  |  |  | UNDER BMC |  |  | WORKING | WORKING | 06-12-2024 | AOVPB019 - Akash | 06-12-2024 | AOVPB025 - BALINDER | 12-09-2024 | active
3110110132 | KAPURTHALA | SDH | SDH SULTANPUR LODHI | ICU | OTHERS | OXYGEN CONCENTRATOR | NON CRITICAL | KONSUNG BIOMEDICAL | ksoc 10 | 0 | 77650 | 0 |  |  | UNDER BMC |  |  | WORKING | WORKING | 06-12-2024 | AOVPB019 - Akash | 06-12-2024 | AOVPB025 - BALINDER | 12-09-2024 | active
3110110131 | KAPURTHALA | SDH | SDH SULTANPUR LODHI | ICU | OTHERS | OXYGEN CONCENTRATOR | NON CRITICAL | KONSUNG BIOMEDICAL | ksoc 10 | 0 | 77650 | 0 |  |  | UNDER BMC |  |  | WORKING | WORKING | 06-12-2024 | AOVPB019 - Akash | 06-12-2024 | AOVPB025 - BALINDER | 12-09-2024 | active
2110060463 | KAPURTHALA | DH | DH KAPURTHALA | EMERGENCY OT | OTHERS | OXYGEN CONCENTRATOR | NON CRITICAL | MEDOXY | jay 10 | 0 | 86400 |  |  |  | UNDER BMC |  |  | WORKING | WORKING | 06-12-2024 | AOVPB019 - Akash | 06-12-2024 | AOVPB025 - BALINDER | 17-09-2024 | active
2110060464 | KAPURTHALA | DH | DH KAPURTHALA | MAIN OT | ASPIRATOR | SUCTION MACHINE | NON CRITICAL | BALAJI ENTERPRIZES | na | 0 | 12500 |  |  |  | UNDER BMC |  |  | WORKING | WORKING | 06-12-2024 | AOVPB019 - Akash | 06-12-2024 | AOVPB025 - BALINDER | 24-09-2024 | active
4110020057 | KAPURTHALA | CHC | CHC FATTU DHINGA | STORE | SURGICAL | SURGICAL ELECTRIC CAUTERY | CRITICAL | ALAN ELECTRONIC SYSTEM | Elsy360L+ | 0 | 79420 |  |  |  | UNDER BMC |  |  | WORKING | WORKING | 06-12-2024 | AOVPB019 - Akash | 06-12-2024 | AOVPB025 - BALINDER | 16-10-2024 | active
3110100274 | KAPURTHALA | SDH | SDH PHAGWARA | BLOOD BANK | LABORATORY | TUBE SEALER | NON CRITICAL | MARKS | MBBTS-02 | 0 | 150000 |  |  |  | UNDER WARRANTY | 27-05-2024 | 26-05-2026 | WORKING | WORKING | 06-12-2024 | AOVPB052 - KAPIL KUMAR | 06-12-2024 | AOVPB025 - BALINDER | 27-11-2024 | active
311010277 | KAPURTHALA | SDH | SDH PHAGWARA | BLOOD BANK | LABORATORY | TUBE SEALER | NON CRITICAL | MARKS | MBBTS-02 | 0 | 150000 |  |  |  | UNDER WARRANTY | 27-05-2024 | 26-05-2026 | WORKING | WORKING | 06-12-2024 | AOVPB052 - KAPIL KUMAR | 06-12-2024 | AOVPB025 - BALINDER | 27-11-2024 | active
2110060472 | KAPURTHALA | DH | DH KAPURTHALA | RADIOLOGY | ULTRASOUND | ULTRASOUND MACHINE WITH COLOUR DOPPLER | CRITICAL | SAMSUNG MEDISON | HS30 | 0 | 1376000 |  |  |  | UNDER WARRANTY | 08-05-2024 | 07-05-2026 | WORKING | WORKING | 06-12-2024 | AOVPB019 - Akash | 06-12-2024 | AOVPB025 - BALINDER | 08-10-2024 | active
3110100273 | KAPURTHALA | SDH | SDH PHAGWARA | USG ROOM | ULTRASOUND | ULTRASOUND MACHINE WITH COLOUR DOPPLER | CRITICAL | SAMSUNG MEDISON | HS30 | 0 | 1376000 |  | 08-05-2024 |  | UNDER WARRANTY | 08-05-2024 | 07-05-2026 | WORKING | WORKING | 06-12-2024 | AOVPB052 - KAPIL KUMAR | 06-12-2024 | AOVPB025 - BALINDER | 27-09-2024 | active
3110090096 | KAPURTHALA | SDH | SDH BHOLATH | RADIOLOGY | ULTRASOUND | ULTRASOUND MACHINE WITH COLOUR DOPPLER | CRITICAL | SAMSUNG MEDISON | HS30 | 0 | 1376000 |  |  |  | UNDER WARRANTY | 08-05-2024 | 07-05-2026 | WORKING | WORKING | 06-12-2024 | AOVPB019 - Akash | 06-12-2024 | AOVPB025 - BALINDER | 09-10-2024 | active
2110060466 | KAPURTHALA | DH | DH KAPURTHALA | ICTC | LABORATORY | ICE LINING REFRIGERATOR | NON CRITICAL | GODREJ | MR ILR GVR225 AC | 0 | 135589 |  |  |  | UNDER BMC |  |  | WORKING | WORKING | 06-12-2024 | AOVPB019 - Akash | 06-12-2024 | AOVPB025 - BALINDER | 26-09-2024 | active
2110060467 | KAPURTHALA | DH | DH KAPURTHALA | LABORATORY | LABORATORY | URINE ANALYZER | NON CRITICAL | ERBA | laura smart | 0 | 68200 |  |  |  | UNDER BMC |  |  | WORKING | WORKING | 06-12-2024 | AOVPB019 - Akash | 06-12-2024 | AOVPB025 - BALINDER | 01-10-2024 | active
2110060483 | KAPURTHALA | DH | DH KAPURTHALA | ICU | TABLE | OPERATION TABLE (HYDRAULIC) | NON CRITICAL | LOCAL | na | 0 | 34335 |  |  |  | UNDER BMC |  |  | WORKING | WORKING | 06-12-2024 | AOVPB019 - Akash | 06-12-2024 | AOVPB025 - BALINDER | 02-11-2024 | active
3110110135 | KAPURTHALA | SDH | SDH SULTANPUR LODHI | ECG Room | CARDIOLOGY | ECG MACHINE | CRITICAL | RMS | VESTA 301-i | 0 | 47952 |  |  |  | UNDER BMC |  |  | WORKING | WORKING | 06-12-2024 | AOVPB019 - Akash | 06-12-2024 | AOVPB025 - BALINDER | 20-11-2024 | active
3110090097 | KAPURTHALA | SDH | SDH BHOLATH | DENTAL OPD | DENTAL | RADIO VISION GRAM (RVG) | CRITICAL | VATECH INDIA | ios-u151b | 0 | 305000 |  |  |  | UNDER WARRANTY | 18-03-2024 | 17-03-2027 | WORKING | WORKING | 06-12-2024 | AOVPB019 - Akash | 06-12-2024 | AOVPB025 - BALINDER | 09-10-2024 | active
3110100275 | KAPURTHALA | SDH | SDH PHAGWARA | BLOOD BANK | LABORATORY | ELISA READER & WASHER | NON CRITICAL | AVANTOR PERFORMANCE MATERIALS INDIA PVT LTD | BENE SPHERA W21 | 0 | 149500 |  |  |  | UNDER WARRANTY | 20-04-2024 | 19-04-2026 | WORKING | WORKING | 06-12-2024 | AOVPB052 - KAPIL KUMAR | 06-12-2024 | AOVPB025 - BALINDER | 27-11-2024 | active
3110100276 | KAPURTHALA | SDH | SDH PHAGWARA | BLOOD BANK | LABORATORY | COAGULATION ANALYZER | NON CRITICAL | ROBONIK | FOUR CLOT | 0 | 180000 |  |  |  | UNDER BMC |  |  | WORKING | WORKING | 06-12-2024 | AOVPB052 - KAPIL KUMAR | 06-12-2024 | AOVPB025 - BALINDER | 27-11-2024 | active
4110050055 | KAPURTHALA | CHC | CHC TIBBA | LABOR ROOM | MONITOR | MULTIPARA MONITOR | CRITICAL | MEDITEC ENGLAND | M-302 | 0 | 65000 |  |  |  | UNDER BMC |  |  | WORKING | WORKING | 05-12-2024 | AOVPB019 - Akash | 05-12-2024 | AOVPB025 - BALINDER | 18-10-2024 | active
3110100278 | KAPURTHALA | SDH | SDH PHAGWARA | BLOOD BANK | LABORATORY | BLOOD DONOR COUCH | NON CRITICAL | REMI | DZIRE 1X | 0 | 125800 |  |  |  | UNDER WARRANTY | 11-06-2024 | 10-06-2026 | WORKING | WORKING | 05-12-2024 | AOVPB052 - KAPIL KUMAR | 05-12-2024 | AOVPB025 - BALINDER | 27-11-2024 | active
3110100279 | KAPURTHALA | SDH | SDH PHAGWARA | BLOOD BANK | LABORATORY | BLOOD DONOR COUCH | NON CRITICAL | REMI | dzire 1x | 0 | 125800 |  |  |  | UNDER WARRANTY | 11-06-2024 | 10-06-2026 | WORKING | WORKING | 05-12-2024 | AOVPB052 - KAPIL KUMAR | 05-12-2024 | AOVPB025 - BALINDER | 27-11-2024 | active
4110050023 | KAPURTHALA | CHC | CHC TIBBA | DENTAL OPD | STERILIZER | AUTOCLAVE (FLASH AUTOCLAVE) | NON CRITICAL | APOZA ENTERPRISE CO.LTD. | ad7 prima | 0 | 126000 |  |  |  | UNDER BMC |  |  | WORKING | WORKING | 05-12-2024 | AOVPB019 - Akash | 05-12-2024 | AOVPB025 - BALINDER | 22-11-2024 | active
2110060452 | KAPURTHALA | DH | DH KAPURTHALA | MICROBIOLOGY | MICROSCOPE | MICROSCOPE-BINOCULAR | NON CRITICAL | MEDILUX | na | 0 | 17110 |  |  |  | UNDER WARRANTY | 23-05-2024 | 22-05-2025 | WORKING | WORKING | 07-09-2024 | AOVPB019 - Akash | 07-09-2024 | AOVPB025 - BALINDER | 07-09-2024 | active
2110060453 | KAPURTHALA | DH | DH KAPURTHALA | PHYSIOLOGY | PHYSIOTHERAPY | DIGITAL ULTRASONIC THERAPY UNIT | NON CRITICAL | OTHERS | na | 0 | 60000 |  |  |  | UNDER BMC | 30-10-2023 | 29-10-2024 | WORKING | WORKING | 07-09-2024 | AOVPB019 - Akash | 07-09-2024 | AOVPB025 - BALINDER | 07-09-2024 | active
2110060454 | KAPURTHALA | DH | DH KAPURTHALA | PHYSIOLOGY | PHYSIOTHERAPY | ELECTRICAL MUSCLE STIMULATOR | NON CRITICAL | OTHERS | na | 0 | 85000 |  |  |  | UNDER BMC | 30-10-2023 | 29-10-2024 | WORKING | WORKING | 07-09-2024 | AOVPB019 - Akash | 07-09-2024 | AOVPB025 - BALINDER | 07-09-2024 | active
2110060455 | KAPURTHALA | DH | DH KAPURTHALA | PHYSIOLOGY | PHYSIOTHERAPY | PARAFIN WAX BATH | NON CRITICAL | OTHERS | na | 0 | 10000 |  |  |  | UNDER BMC | 30-10-2023 | 29-10-2024 | WORKING | WORKING | 07-09-2024 | AOVPB019 - Akash | 07-09-2024 | AOVPB025 - BALINDER | 07-09-2024 | active
2110060456 | KAPURTHALA | DH | DH KAPURTHALA | MAIN OT | PUMP INFUSION | SYRINGE PUMP | NON CRITICAL | B. BRAUN | PERFUSOR COMPACT | 0 | 51700 |  |  |  | UNDER BMC |  |  | WORKING | WORKING | 07-09-2024 | AOVPB019 - Akash | 07-09-2024 | AOVPB025 - BALINDER | 07-09-2024 | active
2110060457 | KAPURTHALA | DH | DH KAPURTHALA | COVID-19 RTPCR LAB | LABORATORY | PCR WORKSTATION | NON CRITICAL | Deepak Interprices | DI-1103 | 0 | 102400 |  |  |  | UNDER BMC |  |  | WORKING | WORKING | 07-09-2024 | AOVPB019 - Akash | 07-09-2024 | AOVPB025 - BALINDER | 07-09-2024 | active
2110060458 | KAPURTHALA | DH | DH KAPURTHALA | COVID-19 RTPCR LAB | LABORATORY | PCR WORKSTATION | NON CRITICAL | Deepak Interprices | d-113 | 0 | 102400 |  |  |  | UNDER BMC |  |  | WORKING | WORKING | 07-09-2024 | AOVPB019 - Akash | 07-09-2024 | AOVPB025 - BALINDER | 07-09-2024 | active
2110060459 | KAPURTHALA | DH | DH KAPURTHALA | COVID-19 RTPCR LAB | LABORATORY | ELECTRIC CENTRIFUGE TABLE TOP | NON CRITICAL | NEUATION | ifuge m08vt | 0 | 53454 |  |  |  | UNDER BMC |  |  | WORKING | WORKING | 07-09-2024 | AOVPB019 - Akash | 07-09-2024 | AOVPB025 - BALINDER | 07-09-2024 | active
2110060460 | KAPURTHALA | DH | DH KAPURTHALA | COVID-19 RTPCR LAB | LABORATORY | ELECTRIC CENTRIFUGE TABLE TOP | NON CRITICAL | NEUATION | ifuge m08vt | 0 | 53454 |  |  |  | UNDER BMC |  |  | WORKING | WORKING | 07-09-2024 | AOVPB019 - Akash | 07-09-2024 | AOVPB025 - BALINDER | 07-09-2024 | active
2110060461 | KAPURTHALA | DH | DH KAPURTHALA | COVID-19 RTPCR LAB | LABORATORY | ELECTRIC CENTRIFUGE TABLE TOP | NON CRITICAL | NEUATION | ifuge m08vt | 0 | 53454 |  |  |  | UNDER BMC |  |  | WORKING | WORKING | 07-09-2024 | AOVPB019 - Akash | 07-09-2024 | AOVPB025 - BALINDER | 07-09-2024 | active
3110090095 | KAPURTHALA | SDH | SDH BHOLATH | OPD | OTHERS | IN ARM BLOOD PRESSURE RECORDER UNIT | NON CRITICAL | A&D MEDICAL | tm 2657p | 0 | 205357 |  |  |  | UNDER BMC |  |  | WORKING | WORKING | 05-09-2024 | AOVPB019 - Akash | 05-09-2024 | AOVPB025 - BALINDER | 22-07-2024 | active
4110050053 | KAPURTHALA | CHC | CHC TIBBA | MALE WARD | MONITOR | MULTIPARA MONITOR | CRITICAL | L & T MEDICAL EQUIPMENT | micromon n | 0 | 65000 |  |  |  | UNDER BMC |  |  | WORKING | WORKING | 01-09-2024 | AOVPB019 - Akash | 01-09-2024 | AOVPB025 - BALINDER | 15-07-2024 | active
2110060451 | KAPURTHALA | DH | DH KAPURTHALA | NTEP (TB DEPTT) | MICROSCOPE | MICROSCOPE (LED) | NON CRITICAL | MAGNUS | mlxi plus led | 0 | 79000 |  |  |  | UNDER WARRANTY | 12-01-2024 | 12-01-2027 | WORKING | WORKING | 01-09-2024 | AOVPB019 - Akash | 01-09-2024 | AOVPB025 - BALINDER | 19-07-2024 | active
4110040072 | KAPURTHALA | CHC | CHC PANCHHAT | STORE | OTHERS | OXYGEN CONCENTRATOR | NON CRITICAL | KONSUNG BIOMEDICAL | KSOC-10 | 0 | 77650 |  |  |  | UNDER BMC |  |  | WORKING | WORKING | 27-08-2024 | AOVPB046 - Sushil Kumar | 27-08-2024 | AOVPB025 - BALINDER | 13-07-2024 | active
4110040048 | KAPURTHALA | CHC | CHC PANCHHAT | STORE | OTHERS | OXYGEN CONCENTRATOR | NON CRITICAL | KONSUNG BIOMEDICAL | KSOC-10 | 0 | 77650 |  |  |  | UNDER BMC |  |  | WORKING | WORKING | 27-08-2024 | AOVPB046 - Sushil Kumar | 27-08-2024 | AOVPB025 - BALINDER | 13-07-2024 | active
4110040049 | KAPURTHALA | CHC | CHC PANCHHAT | STORE | OTHERS | OXYGEN CONCENTRATOR | NON CRITICAL | KONSUNG BIOMEDICAL | KSOC-10 | 0 | 77650 |  |  |  | UNDER BMC |  |  | WORKING | WORKING | 27-08-2024 | AOVPB046 - Sushil Kumar | 27-08-2024 | AOVPB025 - BALINDER | 13-07-2024 | active
4110040050 | KAPURTHALA | CHC | CHC PANCHHAT | STORE | OTHERS | OXYGEN CONCENTRATOR | NON CRITICAL | YUWELL | 7F-10 | 0 | 38047 |  |  |  | UNDER BMC |  |  | WORKING | WORKING | 27-08-2024 | AOVPB046 - Sushil Kumar | 27-08-2024 | AOVPB025 - BALINDER | 13-07-2024 | active
4110050054 | KAPURTHALA | CHC | CHC TIBBA | MALE WARD | ASPIRATOR | SUCTION MACHINE | NON CRITICAL | LOCAL | na | 0 | 10000 |  |  |  | UNDER BMC |  |  | WORKING | WORKING | 22-08-2024 | AOVPB019 - Akash | 22-08-2024 | AOVPB025 - BALINDER | 15-07-2024 | active
5110070027 | KAPURTHALA | PHC | PHC Dhilwan | LABOR ROOM | OTHERS | OXYGEN CONCENTRATOR | NON CRITICAL | KONSUNG BIOMEDICAL | ksoc 10 | 0 | 77650 |  |  |  | UNDER BMC |  |  | WORKING | WORKING | 27-05-2024 | AOVPB019 - Akash | 27-05-2024 | AOVPB025 - BALINDER | 16-04-2024 | active
2110060442 | KAPURTHALA | DH | DH KAPURTHALA | BLOOD BANK | LABORATORY | TUBE SEALER | NON CRITICAL | REMI | remi weldon - B | 0 | 102000 |  |  |  | UNDER BMC | 12-05-2023 | 11-05-2024 | WORKING | WORKING | 27-05-2024 | AOVPB019 - Akash | 27-05-2024 | AOVPB025 - BALINDER | 15-03-2024 | active
2110060441 | KAPURTHALA | DH | DH KAPURTHALA | BLOOD BANK | LABORATORY | TUBE SEALER | NON CRITICAL | REMI | remi weldon - B | 0 | 102000 |  |  |  | UNDER BMC | 12-05-2023 | 11-05-2024 | WORKING | WORKING | 27-05-2024 | AOVPB019 - Akash | 27-05-2024 | AOVPB025 - BALINDER | 15-03-2024 | active
2110060440 | KAPURTHALA | DH | DH KAPURTHALA | BLOOD BANK | LABORATORY | TUBE SEALER | NON CRITICAL | REMI | remi weldon - B | 0 | 102000 |  |  |  | UNDER BMC | 12-05-2023 | 11-05-2024 | WORKING | WORKING | 27-05-2024 | AOVPB019 - Akash | 27-05-2024 | AOVPB025 - BALINDER | 15-03-2024 | active
2110060439 | KAPURTHALA | DH | DH KAPURTHALA | BLOOD BANK | LABORATORY | TUBE SEALER | NON CRITICAL | REMI | remi weldon - B | 0 | 102000 |  |  |  | UNDER WARRANTY | 12-05-2023 | 11-05-2024 | WORKING | WORKING | 27-05-2024 | AOVPB019 - Akash | 27-05-2024 | AOVPB025 - BALINDER | 15-03-2024 | active
2110060449 | KAPURTHALA | DH | DH KAPURTHALA | PHYSIOTHERAPY | PHYSIOTHERAPY | TRANSCUTANEOUS ELECTRICAL NERVE STIMULATOR (TENS) | NON CRITICAL | LOCAL | tens 4 channel | 0 | 33075 |  |  |  | UNDER BMC | 05-10-2023 | 04-10-2024 | WORKING | WORKING | 27-05-2024 | AOVPB019 - Akash | 27-05-2024 | AOVPB025 - BALINDER | 17-05-2024 | active
2110060448 | KAPURTHALA | DH | DH KAPURTHALA | PHYSIOTHERAPY | PHYSIOTHERAPY | SHORTWAVE DIATHERMY | NON CRITICAL | LOCAL | shortwave diathermy 500w | 0 | 65000 |  |  |  | UNDER BMC | 05-10-2023 | 04-10-2024 | WORKING | WORKING | 27-05-2024 | AOVPB019 - Akash | 27-05-2024 | AOVPB025 - BALINDER | 17-05-2024 | active
4110010047 | KAPURTHALA | CHC | CHC BEGOWAL | LABOUR OT | PULSE OXIMETER | PULSE OXYMETER | NON CRITICAL | MEDITEC ENGLAND | m302 | 0 | 34777 |  |  |  | UNDER BMC |  |  | WORKING | WORKING | 27-05-2024 | AOVPB019 - Akash | 27-05-2024 | AOVPB025 - BALINDER | 15-05-2024 | active
4110010046 | KAPURTHALA | CHC | CHC BEGOWAL | LABOUR OT | PULSE OXIMETER | PULSE OXYMETER | NON CRITICAL | MEDITEC ENGLAND | m302 | 0 | 34777 |  |  |  | UNDER BMC |  |  | WORKING | WORKING | 27-05-2024 | AOVPB019 - Akash | 27-05-2024 | AOVPB025 - BALINDER | 15-05-2024 | active
2110060450 | KAPURTHALA | DH | DH KAPURTHALA | PHYSIOTHERAPY | PHYSIOTHERAPY | INTERFERENTIAL THERAPY UNIT (IFT) | NON CRITICAL | OTHERS | na | 0 | 30000 |  |  |  | UNDER BMC | 05-10-2023 | 04-10-2024 | WORKING | WORKING | 22-05-2024 | AOVPB019 - Akash | 22-05-2024 | AOVPB025 - BALINDER | 17-05-2024 | active
5110130010 | KAPURTHALA | PHC | PHC BHANO LANGA | IMMUNIZATION DEPTT (COLD CHAIN ROOM) | LABORATORY | ICE LINING REFRIGERATOR | NON CRITICAL | VESTFROST DENMARK | MK 144 | 0 | 350000 |  |  |  | UNDER BMC |  |  | WORKING | WORKING | 22-05-2024 | AOVPB025 - BALINDER | 22-05-2024 | AOVPB025 - BALINDER | 02-04-2024 | active
5110180010 | KAPURTHALA | PHC | PHC DIDWINDI | IMMUNIZATION DEPTT (COLD CHAIN ROOM) | LABORATORY | ICE LINING REFRIGERATOR | NON CRITICAL | VESTFROST DENMARK | MK 144 | 0 | 350000 |  |  |  | UNDER BMC |  |  | WORKING | WORKING | 22-05-2024 | AOVPB025 - BALINDER | 22-05-2024 | AOVPB025 - BALINDER | 02-04-2024 | active
5110130008 | KAPURTHALA | PHC | PHC BHANO LANGA | IMMUNIZATION DEPTT (COLD CHAIN ROOM) | LABORATORY | ICE LINING REFRIGERATOR | NON CRITICAL | HAIER | HBC-70 | 0 | 103449 |  |  |  | UNDER BMC |  |  | WORKING | WORKING | 22-05-2024 | AOVPB025 - BALINDER | 22-05-2024 | AOVPB025 - BALINDER | 02-04-2024 | active
5110180011 | KAPURTHALA | PHC | PHC DIDWINDI | IMMUNIZATION DEPTT (COLD CHAIN ROOM) | LABORATORY | ICE LINING REFRIGERATOR | NON CRITICAL | GODREJ | MRGVR 99L AG WHITE | 0 | 135589 |  |  |  | UNDER BMC |  |  | WORKING | WORKING | 22-05-2024 | AOVPB025 - BALINDER | 22-05-2024 | AOVPB025 - BALINDER | 03-04-2024 | active
4110010049 | KAPURTHALA | CHC | CHC BEGOWAL | ECG Room | CARDIOLOGY | ECG MACHINE | CRITICAL | ALLENGERS | pisces-a-103 | 0 | 24581 |  |  |  | UNDER BMC |  |  | WORKING | WORKING | 22-05-2024 | AOVPB019 - Akash | 22-05-2024 | AOVPB025 - BALINDER | 15-05-2024 | active
4110010048 | KAPURTHALA | CHC | CHC BEGOWAL | Emergency Office | CARDIOLOGY | ECG MACHINE | CRITICAL | RMS | vesta301i | 0 | 47952 |  |  |  | UNDER BMC |  |  | TO BE CONDEMNED | TO BE CONDEMNED | 22-05-2024 | AOVPB019 - Akash | 22-05-2024 | AOVPB025 - BALINDER | 15-05-2024 | Inactive
2110060444 | KAPURTHALA | DH | DH KAPURTHALA | BLOOD BANK | BLOOD BANK | BLOOD DONOR COUCH | NON CRITICAL | REMI | dzire 2x | 0 | 125800 |  |  |  | UNDER BMC | 13-07-2023 | 12-07-2024 | WORKING | WORKING | 22-05-2024 | AOVPB019 - Akash | 22-05-2024 | AOVPB025 - BALINDER | 16-03-2024 | active
2110060445 | KAPURTHALA | DH | DH KAPURTHALA | BLOOD BANK | BLOOD BANK | BLOOD DONOR COUCH | NON CRITICAL | REMI | DZIRE-2X | 0 | 125800 |  |  |  | UNDER BMC | 13-07-2023 | 12-07-2024 | WORKING | WORKING | 22-05-2024 | AOVPB019 - Akash | 22-05-2024 | AOVPB025 - BALINDER | 16-03-2024 | active
2110060446 | KAPURTHALA | DH | DH KAPURTHALA | BLOOD BANK | BLOOD BANK | BLOOD DONOR COUCH | NON CRITICAL | REMI | dzire 1x | 0 | 125800 |  |  |  | UNDER WARRANTY | 11-10-2023 | 10-10-2025 | WORKING | WORKING | 22-05-2024 | AOVPB019 - Akash | 22-05-2024 | AOVPB025 - BALINDER | 16-03-2024 | active
2110060447 | KAPURTHALA | DH | DH KAPURTHALA | BLOOD BANK | LABORATORY | BLOOD COLLECTION MONITOR | NON CRITICAL | REMI | BCM-10 ULTRA | 0 | 102000 |  |  |  | UNDER BMC | 11-07-2023 | 10-07-2024 | WORKING | WORKING | 22-05-2024 | AOVPB019 - Akash | 22-05-2024 | AOVPB025 - BALINDER | 16-03-2024 | active
2110060443 | KAPURTHALA | DH | DH KAPURTHALA | BLOOD BANK | LABORATORY | ELECTRIC CENTRIFUGE TABLE TOP | NON CRITICAL | REMI | omnicard 12c | 0 | 42000 |  |  |  | UNDER BMC | 12-05-2023 | 11-05-2024 | WORKING | WORKING | 21-05-2024 | AOVPB019 - Akash | 21-05-2024 | AOVPB025 - BALINDER | 15-03-2024 | active
5110130009 | KAPURTHALA | PHC | PHC BHANO LANGA | IMMUNIZATION DEPTT (COLD CHAIN ROOM) | LABORATORY | DEEP FREEZER-20 | NON CRITICAL | VESTFROST DENMARK | MF 144 | 0 | 105340 |  |  |  | UNDER BMC |  |  | WORKING | WORKING | 21-05-2024 | AOVPB025 - BALINDER | 21-05-2024 | AOVPB025 - BALINDER | 02-04-2024 | active
5110130007 | KAPURTHALA | PHC | PHC BHANO LANGA | IMMUNIZATION DEPTT (COLD CHAIN ROOM) | LABORATORY | DEEP FREEZER-20 | NON CRITICAL | HAIER | HBD-116 | 0 | 105340 |  |  |  | UNDER BMC |  |  | WORKING | WORKING | 21-05-2024 | AOVPB025 - BALINDER | 21-05-2024 | AOVPB025 - BALINDER | 02-04-2024 | active
5110180013 | KAPURTHALA | PHC | PHC DIDWINDI | IMMUNIZATION DEPTT (COLD CHAIN ROOM) | LABORATORY | DEEP FREEZER-20 | NON CRITICAL | HAIER | HBD-116 | 0 | 105340 |  |  |  | UNDER BMC |  |  | WORKING | WORKING | 21-05-2024 | AOVPB025 - BALINDER | 21-05-2024 | AOVPB025 - BALINDER | 03-04-2024 | active
5110070026 | KAPURTHALA | PHC | PHC Dhilwan | LABOR ROOM | STERILIZER | AUTOCLAVE-SMALL VERTICAL | NON CRITICAL | LOCAL | na | 0 | 10000 |  |  |  | UNDER BMC |  |  | NOT WORKING | NOT WORKING | 21-05-2024 | AOVPB019 - Akash | 21-05-2024 | AOVPB025 - BALINDER | 16-04-2024 | active
4110030038 | KAPURTHALA | CHC | CHC KALA SANGHIAN | STORE | STERILIZER | AUTOCLAVE-HORIZONTAL | NON CRITICAL | OTHERS | na | 0 | 350000 |  |  |  | UNDER BMC |  |  | TO BE CONDEMNED | TO BE CONDEMNED | 21-05-2024 | AOVPB019 - Akash | 21-05-2024 | AOVPB025 - BALINDER | 10-04-2024 | Inactive
5110180012 | KAPURTHALA | PHC | PHC DIDWINDI | IMMUNIZATION DEPTT (COLD CHAIN ROOM) | LABORATORY | DEEP FREEZER-20 | NON CRITICAL | VESTFROST DENMARK | MF 144 | 0 | 105340 |  |  |  | UNDER BMC |  |  | WORKING | WORKING | 03-04-2024 | AOVPB025 - BALINDER | 03-04-2024 | AOVPB025 - BALINDER | 03-04-2024 | active
4110030037 | KAPURTHALA | CHC | CHC KALA SANGHIAN | STORE | PHOTOTHERAPY | PHOTOTHERAPY UNIT (SINGLE SURFACE) | CRITICAL | LOCAL | na | 0 | 35000 |  |  |  | UNDER BMC |  |  | NOT WORKING | NOT WORKING | 24-02-2024 | AOVPB019 - Akash | 24-02-2024 | AOVPB025 - BALINDER | 24-01-2024 | active
3110090093 | KAPURTHALA | SDH | SDH BHOLATH | LABORATORY | LABORATORY | ELECTRIC CENTRIFUGE TABLE TOP | NON CRITICAL | MICROSIL | T 10 | 0 | 20000 |  |  |  | UNDER BMC |  |  | WORKING | WORKING | 04-12-2023 | AOVPB019 - Akash | 04-12-2023 | AOVPB025 - BALINDER | 11-09-2023 | active
3110100271 | KAPURTHALA | SDH | SDH PHAGWARA | LABORATORY | LABORATORY | ROTAR/SHAKER (VDRL) | NON CRITICAL | QUALITY INDUSTRIES | na | 0 | 15000 |  |  |  | UNDER BMC |  |  | WORKING | WORKING | 04-12-2023 | AOVPB052 - KAPIL KUMAR | 04-12-2023 | AOVPB025 - BALINDER | 15-11-2023 | active
3110110124 | KAPURTHALA | SDH | SDH SULTANPUR LODHI | EMERGENCY | OTHERS | OXYGEN CONCENTRATOR | NON CRITICAL | YUWELL | 8F-5A | 0 | 38047 |  |  |  | UNDER BMC |  |  | WORKING | WORKING | 04-12-2023 | AOVPB019 - Akash | 04-12-2023 | AOVPB025 - BALINDER | 25-09-2023 | active
3110110125 | KAPURTHALA | SDH | SDH SULTANPUR LODHI | EMERGENCY | OTHERS | OXYGEN CONCENTRATOR | NON CRITICAL | YUWELL | 8F-5A | 0 | 38047 |  |  |  | UNDER BMC |  |  | WORKING | WORKING | 04-12-2023 | AOVPB019 - Akash | 04-12-2023 | AOVPB025 - BALINDER | 25-09-2023 | active
3110110126 | KAPURTHALA | SDH | SDH SULTANPUR LODHI | EMERGENCY | OTHERS | OXYGEN CONCENTRATOR | NON CRITICAL | YUWELL | 8F-5A | 0 | 38047 |  |  |  | UNDER BMC |  |  | WORKING | WORKING | 04-12-2023 | AOVPB019 - Akash | 04-12-2023 | AOVPB025 - BALINDER | 25-09-2023 | active
3110100267 | KAPURTHALA | SDH | SDH PHAGWARA | MAIN OT | PULSE OXIMETER | PULSE OXYMETER | NON CRITICAL | MEDIAID | 900P | 0 | 37000 |  |  |  | UNDER BMC |  |  | WORKING | WORKING | 04-12-2023 | AOVPB052 - KAPIL KUMAR | 04-12-2023 | AOVPB025 - BALINDER | 13-09-2023 | active
3110100268 | KAPURTHALA | SDH | SDH PHAGWARA | LABOR ROOM | PULSE OXIMETER | PULSE OXYMETER | NON CRITICAL | COVIDIEN IRELAND LTD | nellcor | 0 | 73500 |  |  |  | UNDER BMC |  |  | WORKING | WORKING | 04-12-2023 | AOVPB052 - KAPIL KUMAR | 04-12-2023 | AOVPB025 - BALINDER | 13-09-2023 | active
4110030034 | KAPURTHALA | CHC | CHC KALA SANGHIAN | LABOUR OT | MONITOR | PULSE OXYMETER | NON CRITICAL | MEDITEC ENGLAND | M-302 | 0 | 34777 |  |  |  | UNDER BMC |  |  | WORKING | WORKING | 04-12-2023 | AOVPB019 - Akash | 04-12-2023 | AOVPB025 - BALINDER | 06-11-2023 | active
2110060424 | KAPURTHALA | DH | DH KAPURTHALA | COVID-19 RTPCR LAB | BLOOD BANK | REFRIGERATED CENTRIFUGE MACHINE | NON CRITICAL | THERMO FISHER SCIENTIFIC | sarvall st plus series | 0 | 1003000 |  |  |  | UNDER BMC |  |  | WORKING | WORKING | 04-12-2023 | AOVPB019 - Akash | 04-12-2023 | AOVPB025 - BALINDER | 21-11-2023 | active
2110060425 | KAPURTHALA | DH | DH KAPURTHALA | COVID-19 RTPCR LAB | LABORATORY | PCR WORKSTATION | NON CRITICAL | IGENE LABSERVE | ig pcr 11 | 0 | 38106 |  |  |  | UNDER BMC |  |  | WORKING | WORKING | 04-12-2023 | AOVPB019 - Akash | 04-12-2023 | AOVPB025 - BALINDER | 21-11-2023 | active
3110110127 | KAPURTHALA | SDH | SDH SULTANPUR LODHI | MAIN OT | MONITOR | MULTIPARA MONITOR | CRITICAL | PHILIPS | MX-500 | 0 | 529100 |  |  |  | UNDER BMC |  |  | WORKING | WORKING | 02-12-2023 | AOVPB019 - Akash | 02-12-2023 | AOVPB025 - BALINDER | 25-09-2023 | active
5110070025 | KAPURTHALA | PHC | PHC Dhilwan | EMERGENCY | OTHERS | OXYGEN CONCENTRATOR | NON CRITICAL | MICROTEK | NA | 0 | 36000 |  |  |  | UNDER BMC |  |  | WORKING | WORKING | 02-12-2023 | AOVPB019 - Akash | 02-12-2023 | AOVPB025 - BALINDER | 05-10-2023 | active
2110060432 | KAPURTHALA | DH | DH KAPURTHALA | COVID-19 RTPCR LAB | LABORATORY | ROTAR/SHAKER (VDRL) | NON CRITICAL | TARSONS | spinix | 0 | 12908 |  |  |  | UNDER BMC |  |  | WORKING | WORKING | 02-12-2023 | AOVPB019 - Akash | 02-12-2023 | AOVPB025 - BALINDER | 21-11-2023 | active |  |  | BARCODE UPDATED
2110060433 | KAPURTHALA | DH | DH KAPURTHALA | COVID-19 RTPCR LAB | LABORATORY | ROTAR/SHAKER (VDRL) | NON CRITICAL | TARSONS | spinix | 0 | 12908 |  |  |  | UNDER BMC |  |  | WORKING | WORKING | 02-12-2023 | AOVPB019 - Akash | 02-12-2023 | AOVPB025 - BALINDER | 21-11-2023 | active
2110060434 | KAPURTHALA | DH | DH KAPURTHALA | COVID-19 RTPCR LAB | LABORATORY | ROTAR/SHAKER (VDRL) | NON CRITICAL | TARSONS | spinix | 0 | 12908 |  |  |  | UNDER BMC |  |  | WORKING | WORKING | 02-12-2023 | AOVPB019 - Akash | 02-12-2023 | AOVPB025 - BALINDER | 21-11-2023 | active
2110060430 | KAPURTHALA | DH | DH KAPURTHALA | COVID-19 RTPCR LAB | LABORATORY | ELECTRIC CENTRIFUGE TABLE TOP | NON CRITICAL | EPPENDORF | mini spin plus | 0 | 182900 |  |  |  | UNDER BMC |  |  | WORKING | WORKING | 02-12-2023 | AOVPB019 - Akash | 02-12-2023 | AOVPB025 - BALINDER | 21-11-2023 | active
2110060431 | KAPURTHALA | DH | DH KAPURTHALA | COVID-19 RTPCR LAB | LABORATORY | ELECTRIC CENTRIFUGE TABLE TOP | NON CRITICAL | EPPENDORF | mini spin plus | 0 | 182900 |  |  |  | UNDER BMC |  |  | WORKING | WORKING | 02-12-2023 | AOVPB019 - Akash | 02-12-2023 | AOVPB025 - BALINDER | 21-11-2023 | active
2110060435 | KAPURTHALA | DH | DH KAPURTHALA | COVID-19 RTPCR LAB | LABORATORY | ELECTRIC CENTRIFUGE TABLE TOP | NON CRITICAL | NEUATION | ifuge cs2p | 0 | 53454 |  |  |  | UNDER BMC |  |  | WORKING | WORKING | 02-12-2023 | AOVPB019 - Akash | 02-12-2023 | AOVPB025 - BALINDER | 21-11-2023 | active
4110030036 | KAPURTHALA | CHC | CHC KALA SANGHIAN | STORE | OTHERS | OXYGEN CONCENTRATOR | NON CRITICAL | YUWELL | 7F-10 | 0 | 36000 |  |  |  | UNDER BMC |  |  | WORKING | WORKING | 02-12-2023 | AOVPB019 - Akash | 02-12-2023 | AOVPB025 - BALINDER | 06-11-2023 | active
2110060426 | KAPURTHALA | DH | DH KAPURTHALA | COVID-19 RTPCR LAB | LABORATORY | THERMAL CYCLER (REAL TIME PCR) | NON CRITICAL | APPLIED BIOSYSTEMS | quantstudio tm5dx | 0 | 1522200 |  |  |  | UNDER BMC |  |  | WORKING | WORKING | 02-12-2023 | AOVPB019 - Akash | 02-12-2023 | AOVPB025 - BALINDER | 21-11-2023 | active
2110060427 | KAPURTHALA | DH | DH KAPURTHALA | COVID-19 RTPCR LAB | LABORATORY | THERMAL CYCLER (REAL TIME PCR) | NON CRITICAL | BIORAD | cfx 96 | 0 | 501827 |  |  |  | UNDER BMC |  |  | WORKING | WORKING | 02-12-2023 | AOVPB019 - Akash | 02-12-2023 | AOVPB025 - BALINDER | 21-11-2023 | active
2110060429 | KAPURTHALA | DH | DH KAPURTHALA | COVID-19 RTPCR LAB | LABORATORY | DNA/RNA EXTRACTOR | NON CRITICAL | THERMO FISHER SCIENTIFIC | kingfisher flex | 0 | 2077183 |  |  |  | UNDER BMC |  |  | WORKING | WORKING | 01-12-2023 | AOVPB019 - Akash | 01-12-2023 | AOVPB025 - BALINDER | 21-11-2023 | active
2110060436 | KAPURTHALA | DH | DH KAPURTHALA | COVID-19 RTPCR LAB | LABORATORY | DEEP FREEZER-80 | CRITICAL | REMI | PDV-360 ULTRA | 0 | 440000 |  |  |  | UNDER BMC |  |  | WORKING | WORKING | 01-12-2023 | AOVPB019 - Akash | 01-12-2023 | AOVPB025 - BALINDER | 21-11-2023 | active
2110060437 | KAPURTHALA | DH | DH KAPURTHALA | COVID-19 RTPCR LAB | LABORATORY | DEEP FREEZER-40 | CRITICAL | REMI | RPF-336 | 0 | 265000 |  |  |  | UNDER BMC |  |  | WORKING | WORKING | 01-12-2023 | AOVPB019 - Akash | 01-12-2023 | AOVPB025 - BALINDER | 21-11-2023 | active
2110060428 | KAPURTHALA | DH | DH KAPURTHALA | COVID-19 RTPCR LAB | LABORATORY | BIOSAFETY CABINET | CRITICAL | THERMO FISHER SCIENTIFIC | 1384 | 0 | 120000 |  |  |  | UNDER BMC |  |  | WORKING | WORKING | 28-11-2023 | AOVPB019 - Akash | 28-11-2023 | AOVPB025 - BALINDER | 21-11-2023 | active
2110060438 | KAPURTHALA | DH | DH KAPURTHALA | COVID-19 RTPCR LAB | STERILIZER | AUTOCLAVE-VERTICAL | NON CRITICAL | TANCO INDIA | PT-101C | 0 | 188800 |  |  |  | UNDER BMC |  |  | WORKING | WORKING | 28-11-2023 | AOVPB046 - Sushil Kumar | 28-11-2023 | AOVPB025 - BALINDER | 23-11-2023 | active
3110100270 | KAPURTHALA | SDH | SDH PHAGWARA | EYE O. P. D | OPTHALMOLOGY | RETINOSCOPE | NON CRITICAL | HEINE | Beta 200 | 0 | 19642 |  |  |  | UNDER BMC |  |  | TO BE CONDEMNED | TO BE CONDEMNED | 21-11-2023 | AOVPB052 - KAPIL KUMAR | 21-11-2023 | AOVPB025 - BALINDER | 15-11-2023 | Inactive
3110100269 | KAPURTHALA | SDH | SDH PHAGWARA | DIALYSIS | OTHERS | REVERSE OSMOSIS PLANT (RO PLANT) | CRITICAL | OTHERS | NA | 0 | 183380 |  |  |  | UNDER BMC |  |  | WORKING | WORKING | 09-11-2023 | AOVPB052 - KAPIL KUMAR | 09-11-2023 | AOVPB025 - BALINDER | 08-11-2023 | active
4110030035 | KAPURTHALA | CHC | CHC KALA SANGHIAN | GENERAL WARD | CARDIOLOGY | ECG MACHINE | CRITICAL | ALLENGERS | PISCES-A-103 | 0 | 24581 |  |  |  | UNDER BMC |  |  | NOT WORKING | WORKING | 08-11-2023 | AOVPB019 - Akash | 08-11-2023 | AOVPB053 - SWETA DEVI | 06-11-2023 | active |  |  |  | Machine is not working
3110090094 | KAPURTHALA | SDH | SDH BHOLATH | ECG Room | CARDIOLOGY | ECG MACHINE | CRITICAL | RMS |  | 0 | 47952 |  |  |  | UNDER BMC |  |  | WORKING | WORKING | 13-10-2023 | AOVPB019 - Akash | 13-10-2023 | AOVPB025 - BALINDER | 23-09-2023 | active
3110090092 | KAPURTHALA | SDH | SDH BHOLATH | LABORATORY | LABORATORY | MICROSCOPE-BINOCULAR | NON CRITICAL | RADICAL | NA | 0 | 30000 |  |  |  | UNDER BMC |  |  | WORKING | WORKING | 13-10-2023 | AOVPB019 - Akash | 13-10-2023 | AOVPB025 - BALINDER | 11-09-2023 | active
2110060271 | KAPURTHALA | DH | DH KAPURTHALA | SNCU | PUMP INFUSION | SYRINGE PUMP | NON CRITICAL | MEDCAPTAIN MEDICAL TECHNOLGY PVT.LTD. | mp-30T | 0 | 39500 |  |  |  | UNDER BMC |  |  | WORKING | WORKING | 01-09-2023 | AOVPB019 - Akash | 01-09-2023 | AOVPB025 - BALINDER | 04-07-2023 | active
2110060350 | KAPURTHALA | DH | DH KAPURTHALA | GYNAE OT | CARDIOLOGY | DEFIBRILATOR | CRITICAL | HP | CODEMASTER | 0 | 200900 |  |  |  | UNDER BMC |  |  | WORKING | WORKING | 01-09-2023 | AOVPB019 - Akash | 01-09-2023 | AOVPB025 - BALINDER | 04-07-2023 | active
3110100233 | KAPURTHALA | SDH | SDH PHAGWARA | LABOR ROOM | MONITOR | CARDIO TOCOGRAPHY (CTG) MACHINE | NON CRITICAL | PHILIPS | AVALON FM 30 | 0 | 485000 |  |  |  | UNDER BMC | 20-12-2022 | 19-12-2023 | WORKING | WORKING | 01-09-2023 | AOVPB052 - KAPIL KUMAR | 01-09-2023 | AOVPB025 - BALINDER | 26-07-2023 | active
2110060164 | KAPURTHALA | DH | DH KAPURTHALA | SNCU | WARMER | RADIANT BABY WARMER | CRITICAL | PHOENIX MEDICAL SYSTEM(P) LTD. | nws101 | 0 | 69636 |  |  |  | UNDER BMC |  |  | WORKING | WORKING | 01-09-2023 | AOVPB019 - Akash | 01-09-2023 | AOVPB025 - BALINDER | 04-07-2023 | active
3110100225 | KAPURTHALA | SDH | SDH PHAGWARA | LABOR ROOM | WARMER | RADIANT BABY WARMER | CRITICAL | AVI HEALTH CARE | IW4000 | 0 | 28200 |  |  |  | UNDER BMC | 20-12-2022 | 19-12-2023 | NOT WORKING | WORKING | 01-09-2023 | AOVPB052 - KAPIL KUMAR | 01-09-2023 | AOVPB025 - BALINDER | 14-07-2023 | active
3110100238 | KAPURTHALA | SDH | SDH PHAGWARA | MCH MAIN OT | WARMER | RADIANT BABY WARMER | CRITICAL | AVI HEALTH CARE | IW4000 | 0 | 28200 |  |  |  | UNDER BMC | 20-12-2022 | 19-12-2023 | WORKING | WORKING | 01-09-2023 | AOVPB052 - KAPIL KUMAR | 01-09-2023 | AOVPB025 - BALINDER | 26-07-2023 | active
2110060213 | KAPURTHALA | DH | DH KAPURTHALA | LABOR ROOM | ASPIRATOR | SUCTION MACHINE | NON CRITICAL | SURGIHUB | na | 0 | 10000 |  |  |  | UNDER BMC |  |  | WORKING | WORKING | 01-09-2023 | AOVPB019 - Akash | 01-09-2023 | AOVPB025 - BALINDER | 04-07-2023 | active
3110100219 | KAPURTHALA | SDH | SDH PHAGWARA | MCH WARD | OTHERS | OXYGEN CONCENTRATOR | NON CRITICAL | KONSUNG BIOMEDICAL | ksoc-10 | 0 | 77650 |  |  |  | UNDER BMC |  |  | WORKING | WORKING | 01-09-2023 | AOVPB052 - KAPIL KUMAR | 01-09-2023 | AOVPB025 - BALINDER | 14-07-2023 | active
3110100220 | KAPURTHALA | SDH | SDH PHAGWARA | MCH WARD | OTHERS | OXYGEN CONCENTRATOR | NON CRITICAL | KONSUNG BIOMEDICAL | ksoc-10 | 0 | 77650 |  |  |  | UNDER BMC |  |  | WORKING | WORKING | 01-09-2023 | AOVPB052 - KAPIL KUMAR | 01-09-2023 | AOVPB025 - BALINDER | 14-07-2023 | active
3110100221 | KAPURTHALA | SDH | SDH PHAGWARA | MCH WARD | OTHERS | OXYGEN CONCENTRATOR | NON CRITICAL | KONSUNG BIOMEDICAL | ksoc-10 | 0 | 77650 |  |  |  | UNDER BMC |  |  | WORKING | WORKING | 01-09-2023 | AOVPB052 - KAPIL KUMAR | 01-09-2023 | AOVPB025 - BALINDER | 14-07-2023 | active
3110100222 | KAPURTHALA | SDH | SDH PHAGWARA | MCH WARD | OTHERS | OXYGEN CONCENTRATOR | NON CRITICAL | Others | na | 0 | 36000 |  |  |  | UNDER BMC |  |  | WORKING | WORKING | 01-09-2023 | AOVPB052 - KAPIL KUMAR | 01-09-2023 | AOVPB025 - BALINDER | 14-07-2023 | active |  |  | UPDATED
3110100223 | KAPURTHALA | SDH | SDH PHAGWARA | MCH WARD | OTHERS | OXYGEN CONCENTRATOR | NON CRITICAL | KONSUNG BIOMEDICAL | ksoc-10 | 0 | 77650 |  |  |  | UNDER BMC |  |  | WORKING | WORKING | 01-09-2023 | AOVPB052 - KAPIL KUMAR | 01-09-2023 | AOVPB025 - BALINDER | 14-07-2023 | active
3110100226 | KAPURTHALA | SDH | SDH PHAGWARA | LABOR ROOM | TABLE | DELIVERY TABLE | NON CRITICAL | Others | Na | 0 | 30000 |  |  |  | UNDER BMC | 20-12-2022 | 19-12-2023 | WORKING | WORKING | 31-08-2023 | AOVPB052 - KAPIL KUMAR | 31-08-2023 | AOVPB025 - BALINDER | 14-07-2023 | active
3110100227 | KAPURTHALA | SDH | SDH PHAGWARA | LABOR ROOM | TABLE | DELIVERY TABLE | NON CRITICAL | Others | Na | 0 | 30000 |  |  |  | UNDER BMC | 20-12-2022 | 19-12-2023 | WORKING | WORKING | 31-08-2023 | AOVPB052 - KAPIL KUMAR | 31-08-2023 | AOVPB025 - BALINDER | 14-07-2023 | active
3110100228 | KAPURTHALA | SDH | SDH PHAGWARA | LABOR ROOM | TABLE | DELIVERY TABLE | NON CRITICAL | Others | NA | 0 | 30000 |  |  |  | UNDER BMC | 20-12-2022 | 20-12-2023 | WORKING | WORKING | 31-08-2023 | AOVPB052 - KAPIL KUMAR | 31-08-2023 | AOVPB025 - BALINDER | 26-07-2023 | active
3110100239 | KAPURTHALA | SDH | SDH PHAGWARA | MCH MAIN OT | TABLE | OPERATION TABLE (ELECTRO-HYDRAULIC) | NON CRITICAL | SURGIDENT | multistar | 0 | 436017 |  |  |  | UNDER BMC | 20-12-2022 | 19-12-2023 | WORKING | WORKING | 31-08-2023 | AOVPB052 - KAPIL KUMAR | 31-08-2023 | AOVPB025 - BALINDER | 26-07-2023 | active
3110100242 | KAPURTHALA | SDH | SDH PHAGWARA | MCH MAIN OT | SURGICAL | SURGICAL ELECTRIC CAUTERY | CRITICAL | ERBA | Vio300S | 0 | 557000 |  |  |  | UNDER WARRANTY | 20-12-2022 | 19-12-2024 | WORKING | WORKING | 31-08-2023 | AOVPB052 - KAPIL KUMAR | 31-08-2023 | AOVPB025 - BALINDER | 27-07-2023 | active
3110100244 | KAPURTHALA | SDH | SDH PHAGWARA | MCH MAIN OT | VENTILATOR | BOYLES APPARATUS | NON CRITICAL | ALLIED | Jupiter 500 | 0 | 642880 |  |  |  | UNDER BMC | 20-12-2022 | 19-12-2023 | WORKING | WORKING | 31-08-2023 | AOVPB052 - KAPIL KUMAR | 31-08-2023 | AOVPB025 - BALINDER | 27-07-2023 | active
3110100237 | KAPURTHALA | SDH | SDH PHAGWARA | MCH MAIN OT | PULSE OXIMETER | PULSE OXYMETER | NON CRITICAL | COVIDIEN IRELAND LTD | covidien plus | 0 | 73500 |  |  |  | UNDER BMC | 20-12-2022 | 19-12-2023 | WORKING | WORKING | 31-08-2023 | AOVPB052 - KAPIL KUMAR | 31-08-2023 | AOVPB025 - BALINDER | 26-07-2023 | active
3110100007 | KAPURTHALA | SDH | SDH PHAGWARA | MAIN OT | TABLE | EYE OT TABLE | NON CRITICAL | APPASAMY ASSOCIATES | AAMST 2000 | 0 | 73583 |  |  |  | UNDER BMC |  |  | WORKING | WORKING | 31-08-2023 | AOVPB057 - YOGESHWAR PAWA | 31-08-2023 | AOVPB025 - BALINDER | 17-08-2023 | active |  |  |  | working fine
3110100236 | KAPURTHALA | SDH | SDH PHAGWARA | MCH MAIN OT | VENTILATOR | BOYLES APPARATUS | NON CRITICAL | ALLIED | JUPITER-500 | 0 | 287000 |  |  |  | UNDER BMC | 20-12-2022 | 19-12-2023 | WORKING | WORKING | 31-08-2023 | AOVPB052 - KAPIL KUMAR | 31-08-2023 | AOVPB025 - BALINDER | 26-07-2023 | active
3110100224 | KAPURTHALA | SDH | SDH PHAGWARA | LABOR ROOM | MONITOR | MULTIPARA MONITOR | CRITICAL | PHILIPS | MX-500 | 0 | 529100 |  |  |  | UNDER WARRANTY | 20-12-2022 | 19-12-2024 | WORKING | WORKING | 31-08-2023 | AOVPB052 - KAPIL KUMAR | 31-08-2023 | AOVPB025 - BALINDER | 14-07-2023 | active
3110100234 | KAPURTHALA | SDH | SDH PHAGWARA | LABOR ROOM | MONITOR | MULTIPARA MONITOR | CRITICAL | PHILIPS | MX-500 | 0 | 529100 |  |  |  | UNDER WARRANTY | 20-12-2022 | 19-12-2024 | WORKING | WORKING | 31-08-2023 | AOVPB052 - KAPIL KUMAR | 31-08-2023 | AOVPB025 - BALINDER | 14-07-2023 | active
3110100235 | KAPURTHALA | SDH | SDH PHAGWARA | MCH MAIN OT | MONITOR | MULTIPARA MONITOR | CRITICAL | PHILIPS | mx-500 | 0 | 529100 |  |  |  | UNDER WARRANTY | 20-12-2022 | 19-12-2024 | WORKING | WORKING | 31-08-2023 | AOVPB052 - KAPIL KUMAR | 31-08-2023 | AOVPB025 - BALINDER | 27-07-2023 | active
3110100243 | KAPURTHALA | SDH | SDH PHAGWARA | MCH MAIN OT | MONITOR | MULTIPARA MONITOR | CRITICAL | PHILIPS | mx-500 | 0 | 529100 |  |  |  | UNDER WARRANTY | 20-12-2022 | 19-12-2024 | WORKING | WORKING | 31-08-2023 | AOVPB052 - KAPIL KUMAR | 31-08-2023 | AOVPB025 - BALINDER | 27-07-2023 | active
3110100252 | KAPURTHALA | SDH | SDH PHAGWARA | MCH MAIN OT | MONITOR | MULTIPARA MONITOR | CRITICAL | PHILIPS | mx-500 | 0 | 529100 |  |  |  | UNDER WARRANTY | 20-12-2022 | 19-12-2024 | WORKING | WORKING | 31-08-2023 | AOVPB052 - KAPIL KUMAR | 31-08-2023 | AOVPB025 - BALINDER | 27-07-2023 | active
3110100248 | KAPURTHALA | SDH | SDH PHAGWARA | MCH MAIN OT | ASPIRATOR | SUCTION MACHINE | NON CRITICAL | BALAJI ENTERPRIZES | BS-4031 | 0 | 12500 |  |  |  | UNDER BMC |  |  | WORKING | WORKING | 31-08-2023 | AOVPB052 - KAPIL KUMAR | 31-08-2023 | AOVPB025 - BALINDER | 27-07-2023 | active
3110100249 | KAPURTHALA | SDH | SDH PHAGWARA | MCH MAIN OT | ASPIRATOR | SUCTION MACHINE | NON CRITICAL | BALAJI ENTERPRIZES | BS-4031 | 0 | 12500 |  |  |  | UNDER BMC |  |  | WORKING | WORKING | 31-08-2023 | AOVPB052 - KAPIL KUMAR | 31-08-2023 | AOVPB025 - BALINDER | 27-07-2023 | active
3110100240 | KAPURTHALA | SDH | SDH PHAGWARA | MCH MAIN OT | LIGHT | OT CEILING LIGHT (DOUBLE DOME) | NON CRITICAL | SURGIDENT | ALFA-5+5 | 0 | 125000 |  |  |  | UNDER BMC | 20-12-2022 | 19-12-2023 | WORKING | WORKING | 31-08-2023 | AOVPB052 - KAPIL KUMAR | 31-08-2023 | AOVPB025 - BALINDER | 26-07-2023 | active
3110100241 | KAPURTHALA | SDH | SDH PHAGWARA | MCH MAIN OT | LIGHT | OT CEILING LIGHT (DOUBLE DOME) | NON CRITICAL | SURGIDENT | ALFA-5+5 | 0 | 125000 |  |  |  | UNDER BMC | 20-12-2022 | 19-12-2023 | WORKING | WORKING | 31-08-2023 | AOVPB052 - KAPIL KUMAR | 31-08-2023 | AOVPB025 - BALINDER | 26-07-2023 | active
3110100245 | KAPURTHALA | SDH | SDH PHAGWARA | MCH MAIN OT | LIGHT | OT CEILING LIGHT (DOUBLE DOME) | NON CRITICAL | SURGIDENT | ALFA-5+5 | 0 | 125000 |  |  |  | UNDER BMC | 20-12-2022 | 19-12-2023 | WORKING | WORKING | 31-08-2023 | AOVPB052 - KAPIL KUMAR | 31-08-2023 | AOVPB025 - BALINDER | 27-07-2023 | active
3110100246 | KAPURTHALA | SDH | SDH PHAGWARA | MCH MAIN OT | LIGHT | OT CEILING LIGHT (DOUBLE DOME) | NON CRITICAL | SURGIDENT | ALFA-5+5 | 0 | 125000 |  |  |  | UNDER BMC | 20-12-2022 | 19-12-2023 | WORKING | WORKING | 31-08-2023 | AOVPB052 - KAPIL KUMAR | 31-08-2023 | AOVPB025 - BALINDER | 27-07-2023 | active
3110100044 | KAPURTHALA | SDH | SDH PHAGWARA | MAIN OT | LIGHT | OT CEILING LIGHT (DOUBLE DOME) | NON CRITICAL | COGNATE INDIA | VISION(18-12) | 0 | 355071 |  |  |  | UNDER BMC |  |  | WORKING | WORKING | 31-08-2023 | AOVPB057 - YOGESHWAR PAWA | 31-08-2023 | AOVPB025 - BALINDER | 17-08-2023 | active |  |  |  | working fine
3110100229 | KAPURTHALA | SDH | SDH PHAGWARA | LABOR ROOM | OTHERS | OXYGEN CONCENTRATOR | NON CRITICAL | KONSUNG BIOMEDICAL | ksoc-10 | 0 | 77650 |  |  |  | UNDER BMC |  |  | WORKING | WORKING | 31-08-2023 | AOVPB052 - KAPIL KUMAR | 31-08-2023 | AOVPB025 - BALINDER | 26-07-2023 | active
3110100230 | KAPURTHALA | SDH | SDH PHAGWARA | LABOR ROOM | OTHERS | OXYGEN CONCENTRATOR | NON CRITICAL | KONSUNG BIOMEDICAL | ksoc-10 | 0 | 77650 |  |  |  | UNDER BMC |  |  | WORKING | WORKING | 31-08-2023 | AOVPB052 - KAPIL KUMAR | 31-08-2023 | AOVPB025 - BALINDER | 26-07-2023 | active
3110100231 | KAPURTHALA | SDH | SDH PHAGWARA | LABOR ROOM | OTHERS | OXYGEN CONCENTRATOR | NON CRITICAL | SHENYANG CANTA MEDICAL | V5-WN-NS | 0 | 36000 |  |  |  | UNDER BMC |  |  | WORKING | WORKING | 31-08-2023 | AOVPB052 - KAPIL KUMAR | 31-08-2023 | AOVPB025 - BALINDER | 26-07-2023 | active
3110100232 | KAPURTHALA | SDH | SDH PHAGWARA | LABOR ROOM | OTHERS | OXYGEN CONCENTRATOR | NON CRITICAL | MEDOXY | jay-10 | 0 | 86400 |  |  |  | UNDER BMC |  |  | WORKING | WORKING | 31-08-2023 | AOVPB052 - KAPIL KUMAR | 31-08-2023 | AOVPB025 - BALINDER | 26-07-2023 | active
3110100247 | KAPURTHALA | SDH | SDH PHAGWARA | MCH MAIN OT | OTHERS | OXYGEN CONCENTRATOR | NON CRITICAL | KONSUNG BIOMEDICAL | ksoc-10 | 0 | 77650 |  |  |  | UNDER BMC |  |  | WORKING | WORKING | 31-08-2023 | AOVPB052 - KAPIL KUMAR | 31-08-2023 | AOVPB025 - BALINDER | 27-07-2023 | active
3110100250 | KAPURTHALA | SDH | SDH PHAGWARA | MCH MAIN OT | OTHERS | OXYGEN CONCENTRATOR | NON CRITICAL | KONSUNG BIOMEDICAL | ksoc-10 | 0 | 77650 |  |  |  | UNDER BMC |  |  | WORKING | WORKING | 31-08-2023 | AOVPB052 - KAPIL KUMAR | 31-08-2023 | AOVPB025 - BALINDER | 27-07-2023 | active
3110100253 | KAPURTHALA | SDH | SDH PHAGWARA | MCH MAIN OT | OTHERS | OXYGEN CONCENTRATOR | NON CRITICAL | KONSUNG BIOMEDICAL | ksoc-10 | 0 | 77650 |  |  |  | UNDER BMC |  |  | WORKING | WORKING | 29-08-2023 | AOVPB052 - KAPIL KUMAR | 29-08-2023 | AOVPB025 - BALINDER | 27-07-2023 | active
3110100254 | KAPURTHALA | SDH | SDH PHAGWARA | MCH MAIN OT | OTHERS | OXYGEN CONCENTRATOR | NON CRITICAL | KONSUNG BIOMEDICAL | ksoc-10 | 0 | 77650 |  |  |  | UNDER BMC |  |  | WORKING | WORKING | 29-08-2023 | AOVPB052 - KAPIL KUMAR | 29-08-2023 | AOVPB025 - BALINDER | 27-07-2023 | active |  |  | UPDATED
3110100255 | KAPURTHALA | SDH | SDH PHAGWARA | LABOR ROOM | OTHERS | OXYGEN CONCENTRATOR | NON CRITICAL | KONSUNG BIOMEDICAL | ksoc-10 | 0 | 77650 |  |  |  | UNDER BMC |  |  | WORKING | WORKING | 29-08-2023 | AOVPB052 - KAPIL KUMAR | 29-08-2023 | AOVPB025 - BALINDER | 27-07-2023 | active
3110100256 | KAPURTHALA | SDH | SDH PHAGWARA | LABOR ROOM | OTHERS | OXYGEN CONCENTRATOR | NON CRITICAL | Others | na | 0 | 36000 |  |  |  | UNDER BMC |  |  | WORKING | WORKING | 29-08-2023 | AOVPB052 - KAPIL KUMAR | 29-08-2023 | AOVPB025 - BALINDER | 27-07-2023 | active
3110100257 | KAPURTHALA | SDH | SDH PHAGWARA | LABOR ROOM | OTHERS | OXYGEN CONCENTRATOR | NON CRITICAL | Others | na | 0 | 36000 |  |  |  | UNDER BMC |  |  | WORKING | WORKING | 29-08-2023 | AOVPB052 - KAPIL KUMAR | 29-08-2023 | AOVPB025 - BALINDER | 27-07-2023 | active |  |  | UPDATED
3110100258 | KAPURTHALA | SDH | SDH PHAGWARA | LABOR ROOM | OTHERS | OXYGEN CONCENTRATOR | NON CRITICAL | Others | na | 0 | 36000 |  |  |  | UNDER BMC |  |  | WORKING | WORKING | 29-08-2023 | AOVPB052 - KAPIL KUMAR | 29-08-2023 | AOVPB025 - BALINDER | 27-07-2023 | active
3110100259 | KAPURTHALA | SDH | SDH PHAGWARA | LABOR ROOM | OTHERS | OXYGEN CONCENTRATOR | NON CRITICAL | Others | ms-oc-10 | 0 | 36000 |  |  |  | UNDER BMC |  |  | WORKING | WORKING | 29-08-2023 | AOVPB052 - KAPIL KUMAR | 29-08-2023 | AOVPB025 - BALINDER | 27-07-2023 | active
3110100260 | KAPURTHALA | SDH | SDH PHAGWARA | LABOR ROOM | OTHERS | OXYGEN CONCENTRATOR | NON CRITICAL | Others | ms-oc-10 | 0 | 36000 |  |  |  | UNDER BMC |  |  | WORKING | WORKING | 29-08-2023 | AOVPB052 - KAPIL KUMAR | 29-08-2023 | AOVPB025 - BALINDER | 27-07-2023 | active
3110100261 | KAPURTHALA | SDH | SDH PHAGWARA | LABOR ROOM | OTHERS | OXYGEN CONCENTRATOR | NON CRITICAL | MEDOXY | jay-10 | 0 | 86400 |  |  |  | UNDER BMC |  |  | WORKING | WORKING | 29-08-2023 | AOVPB052 - KAPIL KUMAR | 29-08-2023 | AOVPB025 - BALINDER | 27-07-2023 | active |  |  | UPDATED
3110100262 | KAPURTHALA | SDH | SDH PHAGWARA | LABOR ROOM | OTHERS | OXYGEN CONCENTRATOR | NON CRITICAL | MEDOXY | jay-10 | 0 | 86400 |  |  |  | UNDER BMC |  |  | WORKING | WORKING | 29-08-2023 | AOVPB052 - KAPIL KUMAR | 29-08-2023 | AOVPB025 - BALINDER | 27-07-2023 | active
3110100263 | KAPURTHALA | SDH | SDH PHAGWARA | LABOR ROOM | OTHERS | OXYGEN CONCENTRATOR | NON CRITICAL | MEDOXY | jay-10 | 0 | 86400 |  |  |  | UNDER BMC |  |  | WORKING | WORKING | 29-08-2023 | AOVPB052 - KAPIL KUMAR | 29-08-2023 | AOVPB025 - BALINDER | 27-07-2023 | active
3110100264 | KAPURTHALA | SDH | SDH PHAGWARA | LABOR ROOM | OTHERS | OXYGEN CONCENTRATOR | NON CRITICAL | MEDOXY | jay-10 | 0 | 86400 |  |  |  | UNDER BMC |  |  | WORKING | WORKING | 29-08-2023 | AOVPB052 - KAPIL KUMAR | 29-08-2023 | AOVPB025 - BALINDER | 27-07-2023 | active
3110100265 | KAPURTHALA | SDH | SDH PHAGWARA | LABOR ROOM | OTHERS | OXYGEN CONCENTRATOR | NON CRITICAL | MEDOXY | jay-10 | 0 | 86400 |  |  |  | UNDER BMC |  |  | WORKING | WORKING | 29-08-2023 | AOVPB052 - KAPIL KUMAR | 29-08-2023 | AOVPB025 - BALINDER | 27-07-2023 | active
3110100266 | KAPURTHALA | SDH | SDH PHAGWARA | LABOR ROOM | OTHERS | OXYGEN CONCENTRATOR | NON CRITICAL | MEDOXY | jay-10 | 0 | 86400 |  |  |  | UNDER BMC |  |  | WORKING | WORKING | 29-08-2023 | AOVPB052 - KAPIL KUMAR | 29-08-2023 | AOVPB025 - BALINDER | 27-07-2023 | active
4110050026 | KAPURTHALA | CHC | CHC TIBBA | EMERGENCY OT | OTHERS | OXYGEN CONCENTRATOR | NON CRITICAL | MEDOXY | JAY-5 | 0 | 30300 |  |  |  | UNDER BMC |  |  | WORKING | WORKING | 25-08-2023 | AOVPB019 - Akash | 25-08-2023 | AOVPB025 - BALINDER | 22-08-2023 | active
3110100166 | KAPURTHALA | SDH | SDH PHAGWARA | STORE | OTHERS | OXYGEN CONCENTRATOR | NON CRITICAL | KONSUNG BIOMEDICAL | ksoc-10 | 0 | 77650 |  |  |  | UNDER BMC |  |  | WORKING | WORKING | 26-06-2023 | AOVPB052 - KAPIL KUMAR | 26-06-2023 | AOVPB025 - BALINDER | 24-06-2023 | active
3110100167 | KAPURTHALA | SDH | SDH PHAGWARA | STORE | OTHERS | OXYGEN CONCENTRATOR | NON CRITICAL | KONSUNG BIOMEDICAL | ksoc-10 | 0 | 77650 |  |  |  | UNDER BMC |  |  | WORKING | WORKING | 26-06-2023 | AOVPB052 - KAPIL KUMAR | 26-06-2023 | AOVPB025 - BALINDER | 24-06-2023 | active
3110100168 | KAPURTHALA | SDH | SDH PHAGWARA | STORE | OTHERS | OXYGEN CONCENTRATOR | NON CRITICAL | KONSUNG BIOMEDICAL | ksoc-10 | 0 | 77650 |  |  |  | UNDER BMC |  |  | WORKING | WORKING | 26-06-2023 | AOVPB052 - KAPIL KUMAR | 26-06-2023 | AOVPB025 - BALINDER | 24-06-2023 | active
3110100169 | KAPURTHALA | SDH | SDH PHAGWARA | STORE | OTHERS | OXYGEN CONCENTRATOR | NON CRITICAL | KONSUNG BIOMEDICAL | ksoc-10 | 0 | 77650 |  |  |  | UNDER BMC |  |  | WORKING | WORKING | 26-06-2023 | AOVPB052 - KAPIL KUMAR | 26-06-2023 | AOVPB025 - BALINDER | 24-06-2023 | active
3110100170 | KAPURTHALA | SDH | SDH PHAGWARA | STORE | OTHERS | OXYGEN CONCENTRATOR | NON CRITICAL | KONSUNG BIOMEDICAL | ksoc-10 | 0 | 77650 |  |  |  | UNDER BMC |  |  | WORKING | WORKING | 26-06-2023 | AOVPB052 - KAPIL KUMAR | 26-06-2023 | AOVPB025 - BALINDER | 24-06-2023 | active
3110100171 | KAPURTHALA | SDH | SDH PHAGWARA | STORE | OTHERS | OXYGEN CONCENTRATOR | NON CRITICAL | KONSUNG BIOMEDICAL | ksoc-10 | 0 | 77650 |  |  |  | UNDER BMC |  |  | WORKING | WORKING | 26-06-2023 | AOVPB052 - KAPIL KUMAR | 26-06-2023 | AOVPB025 - BALINDER | 24-06-2023 | active
3110100172 | KAPURTHALA | SDH | SDH PHAGWARA | STORE | OTHERS | OXYGEN CONCENTRATOR | NON CRITICAL | KONSUNG BIOMEDICAL | ksoc-10 | 0 | 77650 |  |  |  | UNDER BMC |  |  | WORKING | WORKING | 26-06-2023 | AOVPB052 - KAPIL KUMAR | 26-06-2023 | AOVPB025 - BALINDER | 24-06-2023 | active
3110100173 | KAPURTHALA | SDH | SDH PHAGWARA | STORE | OTHERS | OXYGEN CONCENTRATOR | NON CRITICAL | KONSUNG BIOMEDICAL | ksoc-10 | 0 | 77650 |  |  |  | UNDER BMC |  |  | WORKING | WORKING | 26-06-2023 | AOVPB052 - KAPIL KUMAR | 26-06-2023 | AOVPB025 - BALINDER | 24-06-2023 | active
3110100174 | KAPURTHALA | SDH | SDH PHAGWARA | STORE | OTHERS | OXYGEN CONCENTRATOR | NON CRITICAL | KONSUNG BIOMEDICAL | ksoc-10 | 0 | 77650 |  |  |  | UNDER BMC |  |  | WORKING | WORKING | 26-06-2023 | AOVPB052 - KAPIL KUMAR | 26-06-2023 | AOVPB025 - BALINDER | 24-06-2023 | active
3110100175 | KAPURTHALA | SDH | SDH PHAGWARA | STORE | OTHERS | OXYGEN CONCENTRATOR | NON CRITICAL | KONSUNG BIOMEDICAL | ksoc-10 | 0 | 77650 |  |  |  | UNDER BMC |  |  | WORKING | WORKING | 26-06-2023 | AOVPB052 - KAPIL KUMAR | 26-06-2023 | AOVPB025 - BALINDER | 24-06-2023 | active
3110100176 | KAPURTHALA | SDH | SDH PHAGWARA | STORE | OTHERS | OXYGEN CONCENTRATOR | NON CRITICAL | KONSUNG BIOMEDICAL | ksoc-10 | 0 | 77650 |  |  |  | UNDER BMC |  |  | WORKING | WORKING | 26-06-2023 | AOVPB052 - KAPIL KUMAR | 26-06-2023 | AOVPB025 - BALINDER | 24-06-2023 | active
3110100177 | KAPURTHALA | SDH | SDH PHAGWARA | STORE | OTHERS | OXYGEN CONCENTRATOR | NON CRITICAL | KONSUNG BIOMEDICAL | ksoc-10 | 0 | 77650 |  |  |  | UNDER BMC |  |  | WORKING | WORKING | 26-06-2023 | AOVPB052 - KAPIL KUMAR | 26-06-2023 | AOVPB025 - BALINDER | 24-06-2023 | active
3110100178 | KAPURTHALA | SDH | SDH PHAGWARA | STORE | OTHERS | OXYGEN CONCENTRATOR | NON CRITICAL | KONSUNG BIOMEDICAL | ksoc-10 | 0 | 77650 |  |  |  | UNDER BMC |  |  | WORKING | WORKING | 26-06-2023 | AOVPB052 - KAPIL KUMAR | 26-06-2023 | AOVPB025 - BALINDER | 24-06-2023 | active
3110100179 | KAPURTHALA | SDH | SDH PHAGWARA | STORE | OTHERS | OXYGEN CONCENTRATOR | NON CRITICAL | KONSUNG BIOMEDICAL | ksoc-10 | 0 | 77650 |  |  |  | UNDER BMC |  |  | WORKING | WORKING | 26-06-2023 | AOVPB052 - KAPIL KUMAR | 26-06-2023 | AOVPB025 - BALINDER | 24-06-2023 | active
3110100180 | KAPURTHALA | SDH | SDH PHAGWARA | STORE | OTHERS | OXYGEN CONCENTRATOR | NON CRITICAL | KONSUNG BIOMEDICAL | ksoc-10 | 0 | 77650 |  |  |  | UNDER BMC |  |  | WORKING | WORKING | 26-06-2023 | AOVPB052 - KAPIL KUMAR | 26-06-2023 | AOVPB025 - BALINDER | 24-06-2023 | active
3110100181 | KAPURTHALA | SDH | SDH PHAGWARA | STORE | OTHERS | OXYGEN CONCENTRATOR | NON CRITICAL | KONSUNG BIOMEDICAL | ksoc-10 | 0 | 77650 |  |  |  | UNDER BMC |  |  | WORKING | WORKING | 26-06-2023 | AOVPB052 - KAPIL KUMAR | 26-06-2023 | AOVPB025 - BALINDER | 24-06-2023 | active
3110100182 | KAPURTHALA | SDH | SDH PHAGWARA | STORE | OTHERS | OXYGEN CONCENTRATOR | NON CRITICAL | KONSUNG BIOMEDICAL | ksoc-10 | 0 | 77650 |  |  |  | UNDER BMC |  |  | WORKING | WORKING | 26-06-2023 | AOVPB052 - KAPIL KUMAR | 26-06-2023 | AOVPB025 - BALINDER | 24-06-2023 | active
3110100183 | KAPURTHALA | SDH | SDH PHAGWARA | STORE | OTHERS | OXYGEN CONCENTRATOR | NON CRITICAL | KONSUNG BIOMEDICAL | ksoc-10 | 0 | 77650 |  |  |  | UNDER BMC |  |  | WORKING | WORKING | 26-06-2023 | AOVPB052 - KAPIL KUMAR | 26-06-2023 | AOVPB025 - BALINDER | 24-06-2023 | active
3110100184 | KAPURTHALA | SDH | SDH PHAGWARA | STORE | OTHERS | OXYGEN CONCENTRATOR | NON CRITICAL | KONSUNG BIOMEDICAL | ksoc-10 | 0 | 77650 |  |  |  | UNDER BMC |  |  | WORKING | WORKING | 26-06-2023 | AOVPB052 - KAPIL KUMAR | 26-06-2023 | AOVPB025 - BALINDER | 24-06-2023 | active
3110100185 | KAPURTHALA | SDH | SDH PHAGWARA | STORE | OTHERS | OXYGEN CONCENTRATOR | NON CRITICAL | KONSUNG BIOMEDICAL | ksoc-10 | 0 | 77650 |  |  |  | UNDER BMC |  |  | WORKING | WORKING | 26-06-2023 | AOVPB052 - KAPIL KUMAR | 26-06-2023 | AOVPB025 - BALINDER | 24-06-2023 | active
3110100186 | KAPURTHALA | SDH | SDH PHAGWARA | STORE | OTHERS | OXYGEN CONCENTRATOR | NON CRITICAL | KONSUNG BIOMEDICAL | ksoc-10 | 0 | 77650 |  |  |  | UNDER BMC |  |  | WORKING | WORKING | 26-06-2023 | AOVPB052 - KAPIL KUMAR | 26-06-2023 | AOVPB025 - BALINDER | 24-06-2023 | active
3110100187 | KAPURTHALA | SDH | SDH PHAGWARA | STORE | OTHERS | OXYGEN CONCENTRATOR | NON CRITICAL | KONSUNG BIOMEDICAL | ksoc-10 | 0 | 77650 |  |  |  | UNDER BMC |  |  | WORKING | WORKING | 26-06-2023 | AOVPB052 - KAPIL KUMAR | 26-06-2023 | AOVPB025 - BALINDER | 24-06-2023 | active
3110100188 | KAPURTHALA | SDH | SDH PHAGWARA | STORE | OTHERS | OXYGEN CONCENTRATOR | NON CRITICAL | KONSUNG BIOMEDICAL | ksoc-10 | 0 | 77650 |  |  |  | UNDER BMC |  |  | WORKING | WORKING | 26-06-2023 | AOVPB052 - KAPIL KUMAR | 26-06-2023 | AOVPB025 - BALINDER | 24-06-2023 | active
3110100189 | KAPURTHALA | SDH | SDH PHAGWARA | STORE | OTHERS | OXYGEN CONCENTRATOR | NON CRITICAL | JIANGSU YUYUE MEDICAL EQUIPMENT | Jmc5A Ni | 0 | 38047 |  |  |  | UNDER BMC |  |  | WORKING | WORKING | 26-06-2023 | AOVPB052 - KAPIL KUMAR | 26-06-2023 | AOVPB025 - BALINDER | 25-06-2023 | active
3110100190 | KAPURTHALA | SDH | SDH PHAGWARA | STORE | OTHERS | OXYGEN CONCENTRATOR | NON CRITICAL | JIANGSU YUYUE MEDICAL EQUIPMENT | Jmc5A Ni | 0 | 38047 |  |  |  | UNDER BMC |  |  | WORKING | WORKING | 26-06-2023 | AOVPB052 - KAPIL KUMAR | 26-06-2023 | AOVPB025 - BALINDER | 25-06-2023 | active
3110100191 | KAPURTHALA | SDH | SDH PHAGWARA | STORE | OTHERS | OXYGEN CONCENTRATOR | NON CRITICAL | JIANGSU YUYUE MEDICAL EQUIPMENT | Jmc5A Ni | 0 | 38047 |  |  |  | UNDER BMC |  |  | WORKING | WORKING | 26-06-2023 | AOVPB052 - KAPIL KUMAR | 26-06-2023 | AOVPB025 - BALINDER | 25-06-2023 | active
3110100192 | KAPURTHALA | SDH | SDH PHAGWARA | STORE | OTHERS | OXYGEN CONCENTRATOR | NON CRITICAL | JIANGSU YUYUE MEDICAL EQUIPMENT | Jmc5A Ni | 0 | 38047 |  |  |  | UNDER BMC |  |  | WORKING | WORKING | 26-06-2023 | AOVPB052 - KAPIL KUMAR | 26-06-2023 | AOVPB025 - BALINDER | 25-06-2023 | active
3110100193 | KAPURTHALA | SDH | SDH PHAGWARA | STORE | OTHERS | OXYGEN CONCENTRATOR | NON CRITICAL | JIANGSU YUYUE MEDICAL EQUIPMENT | Jmc5A Ni | 0 | 38047 |  |  |  | UNDER BMC |  |  | WORKING | WORKING | 26-06-2023 | AOVPB052 - KAPIL KUMAR | 26-06-2023 | AOVPB025 - BALINDER | 25-06-2023 | active
3110100194 | KAPURTHALA | SDH | SDH PHAGWARA | STORE | OTHERS | OXYGEN CONCENTRATOR | NON CRITICAL | JIANGSU YUYUE MEDICAL EQUIPMENT | Jmc5A Ni | 0 | 38047 |  |  |  | UNDER BMC |  |  | WORKING | WORKING | 26-06-2023 | AOVPB052 - KAPIL KUMAR | 26-06-2023 | AOVPB025 - BALINDER | 25-06-2023 | active
3110100195 | KAPURTHALA | SDH | SDH PHAGWARA | STORE | OTHERS | OXYGEN CONCENTRATOR | NON CRITICAL | JIANGSU YUYUE MEDICAL EQUIPMENT | Jmc5A Ni | 0 | 38047 |  |  |  | UNDER BMC |  |  | WORKING | WORKING | 26-06-2023 | AOVPB052 - KAPIL KUMAR | 26-06-2023 | AOVPB025 - BALINDER | 25-06-2023 | active
3110100196 | KAPURTHALA | SDH | SDH PHAGWARA | STORE | OTHERS | OXYGEN CONCENTRATOR | NON CRITICAL | JIANGSU YUYUE MEDICAL EQUIPMENT | Jmc5A Ni | 0 | 38047 |  |  |  | UNDER BMC |  |  | WORKING | WORKING | 26-06-2023 | AOVPB052 - KAPIL KUMAR | 26-06-2023 | AOVPB025 - BALINDER | 25-06-2023 | active
3110100197 | KAPURTHALA | SDH | SDH PHAGWARA | STORE | OTHERS | OXYGEN CONCENTRATOR | NON CRITICAL | JIANGSU YUYUE MEDICAL EQUIPMENT | Jmc5A Ni | 0 | 38047 |  |  |  | UNDER BMC |  |  | WORKING | WORKING | 26-06-2023 | AOVPB052 - KAPIL KUMAR | 26-06-2023 | AOVPB025 - BALINDER | 25-06-2023 | active |  |  | UPDATED
3110100198 | KAPURTHALA | SDH | SDH PHAGWARA | STORE | OTHERS | OXYGEN CONCENTRATOR | NON CRITICAL | JIANGSU YUYUE MEDICAL EQUIPMENT | Jmc5A Ni | 0 | 38047 |  |  |  | UNDER BMC |  |  | WORKING | WORKING | 26-06-2023 | AOVPB052 - KAPIL KUMAR | 26-06-2023 | AOVPB025 - BALINDER | 25-06-2023 | active
3110100199 | KAPURTHALA | SDH | SDH PHAGWARA | STORE | OTHERS | OXYGEN CONCENTRATOR | NON CRITICAL | JIANGSU YUYUE MEDICAL EQUIPMENT | Jmc5A Ni | 0 | 38047 |  |  |  | UNDER BMC |  |  | WORKING | WORKING | 26-06-2023 | AOVPB052 - KAPIL KUMAR | 26-06-2023 | AOVPB025 - BALINDER | 25-06-2023 | active
3110100208 | KAPURTHALA | SDH | SDH PHAGWARA | STORE | CARDIOLOGY | DEFIBRILATOR | CRITICAL | PHYSIO CONTROL | lifepak 20e | 0 | 719000 |  |  |  | UNDER BMC |  |  | WORKING | WORKING | 26-06-2023 | AOVPB052 - KAPIL KUMAR | 26-06-2023 | AOVPB025 - BALINDER | 25-06-2023 | active
3110100209 | KAPURTHALA | SDH | SDH PHAGWARA | STORE | VENTILATOR | VENTILATOR (PORTABLE) | CRITICAL | O-TWO MEDICAL TECHNOLOGIES | 01EVE700 | 0 | 1100000 |  |  |  | UNDER BMC |  |  | WORKING | WORKING | 26-06-2023 | AOVPB052 - KAPIL KUMAR | 26-06-2023 | AOVPB025 - BALINDER | 25-06-2023 | active
3110100210 | KAPURTHALA | SDH | SDH PHAGWARA | STORE | VENTILATOR | VENTILATOR (PORTABLE) | CRITICAL | O-TWO MEDICAL TECHNOLOGIES | 01EVE700 | 0 | 1100000 |  |  |  | UNDER BMC |  |  | WORKING | WORKING | 26-06-2023 | AOVPB052 - KAPIL KUMAR | 26-06-2023 | AOVPB025 - BALINDER | 25-06-2023 | active
3110100211 | KAPURTHALA | SDH | SDH PHAGWARA | STORE | CARDIOLOGY | ECG MACHINE | CRITICAL | RMS | RMS vesta 301i | 0 | 47952 |  |  |  | UNDER BMC |  |  | WORKING | WORKING | 26-06-2023 | AOVPB052 - KAPIL KUMAR | 26-06-2023 | AOVPB025 - BALINDER | 25-06-2023 | active
3110100200 | KAPURTHALA | SDH | SDH PHAGWARA | STORE | OTHERS | OXYGEN CONCENTRATOR | NON CRITICAL | JIANGSU YUYUE MEDICAL EQUIPMENT | Jmc5A Ni | 0 | 38047 |  |  |  | UNDER BMC |  |  | WORKING | WORKING | 26-06-2023 | AOVPB052 - KAPIL KUMAR | 26-06-2023 | AOVPB025 - BALINDER | 25-06-2023 | active
3110100201 | KAPURTHALA | SDH | SDH PHAGWARA | STORE | OTHERS | OXYGEN CONCENTRATOR | NON CRITICAL | JIANGSU YUYUE MEDICAL EQUIPMENT | Jmc5A Ni | 0 | 38047 |  |  |  | UNDER BMC |  |  | WORKING | WORKING | 26-06-2023 | AOVPB052 - KAPIL KUMAR | 26-06-2023 | AOVPB025 - BALINDER | 25-06-2023 | active
3110100202 | KAPURTHALA | SDH | SDH PHAGWARA | STORE | OTHERS | OXYGEN CONCENTRATOR | NON CRITICAL | PHILIPS | EVERFLO | 0 | 36000 |  |  |  | UNDER BMC |  |  | WORKING | WORKING | 26-06-2023 | AOVPB052 - KAPIL KUMAR | 26-06-2023 | AOVPB025 - BALINDER | 25-06-2023 | active
3110100203 | KAPURTHALA | SDH | SDH PHAGWARA | STORE | OTHERS | OXYGEN CONCENTRATOR | NON CRITICAL | PHILIPS | EVERFLO | 0 | 36000 |  |  |  | UNDER BMC |  |  | WORKING | WORKING | 26-06-2023 | AOVPB052 - KAPIL KUMAR | 26-06-2023 | AOVPB025 - BALINDER | 25-06-2023 | active
3110100204 | KAPURTHALA | SDH | SDH PHAGWARA | STORE | OTHERS | OXYGEN CONCENTRATOR | NON CRITICAL | PHILIPS | EVERFLO | 0 | 36000 |  |  |  | UNDER BMC |  |  | WORKING | WORKING | 26-06-2023 | AOVPB052 - KAPIL KUMAR | 26-06-2023 | AOVPB025 - BALINDER | 25-06-2023 | active
3110100205 | KAPURTHALA | SDH | SDH PHAGWARA | STORE | OTHERS | OXYGEN CONCENTRATOR | NON CRITICAL | PHILIPS | EVERFLO | 0 | 36000 |  |  |  | UNDER BMC |  |  | WORKING | WORKING | 26-06-2023 | AOVPB052 - KAPIL KUMAR | 26-06-2023 | AOVPB025 - BALINDER | 25-06-2023 | active
3110100206 | KAPURTHALA | SDH | SDH PHAGWARA | STORE | OTHERS | OXYGEN CONCENTRATOR | NON CRITICAL | PHILIPS | EVERFLO | 0 | 36000 |  |  |  | UNDER BMC |  |  | WORKING | WORKING | 26-06-2023 | AOVPB052 - KAPIL KUMAR | 26-06-2023 | AOVPB025 - BALINDER | 25-06-2023 | active
3110100207 | KAPURTHALA | SDH | SDH PHAGWARA | STORE | OTHERS | OXYGEN CONCENTRATOR | NON CRITICAL | MEDOXY | jay-10 | 0 | 86400 |  |  |  | UNDER BMC |  |  | WORKING | WORKING | 26-06-2023 | AOVPB052 - KAPIL KUMAR | 26-06-2023 | AOVPB025 - BALINDER | 25-06-2023 | active
3110100214 | KAPURTHALA | SDH | SDH PHAGWARA | STORE | MONITOR | MULTIPARA MONITOR | CRITICAL | MEDITEC ENGLAND | m302 | 0 | 65000 |  |  |  | UNDER BMC |  |  | WORKING | WORKING | 26-06-2023 | AOVPB052 - KAPIL KUMAR | 26-06-2023 | AOVPB025 - BALINDER | 25-06-2023 | active
3110100213 | KAPURTHALA | SDH | SDH PHAGWARA | STORE | MONITOR | PULSE OXYMETER | NON CRITICAL | MASIMO | RAD-G | 0 | 36900 |  |  |  | UNDER BMC |  |  | WORKING | WORKING | 26-06-2023 | AOVPB052 - KAPIL KUMAR | 26-06-2023 | AOVPB025 - BALINDER | 25-06-2023 | active
3110100215 | KAPURTHALA | SDH | SDH PHAGWARA | LABOR ROOM | OTHERS | OXYGEN CONCENTRATOR | NON CRITICAL | Others | NA | 0 | 36000 |  |  |  | UNDER BMC |  |  | WORKING | WORKING | 26-06-2023 | AOVPB052 - KAPIL KUMAR | 26-06-2023 | AOVPB025 - BALINDER | 25-06-2023 | active
3110100216 | KAPURTHALA | SDH | SDH PHAGWARA | LABOR ROOM | ASPIRATOR | SUCTION MACHINE | NON CRITICAL | BALAJI ENTERPRIZES | BS-4031 | 0 | 12500 |  |  |  | UNDER BMC |  |  | WORKING | WORKING | 26-06-2023 | AOVPB052 - KAPIL KUMAR | 26-06-2023 | AOVPB025 - BALINDER | 25-06-2023 | active
3110100217 | KAPURTHALA | SDH | SDH PHAGWARA | LABOR ROOM | OTHERS | OXYGEN CONCENTRATOR | NON CRITICAL | MEDOXY | jay-10 | 0 | 86400 |  |  |  | UNDER BMC |  |  | WORKING | WORKING | 26-06-2023 | AOVPB052 - KAPIL KUMAR | 26-06-2023 | AOVPB025 - BALINDER | 25-06-2023 | active
3110100218 | KAPURTHALA | SDH | SDH PHAGWARA | LABOR ROOM | OTHERS | OXYGEN CONCENTRATOR | NON CRITICAL | KONSUNG BIOMEDICAL | ksoc-10 | 0 | 77650 |  |  |  | UNDER BMC |  |  | WORKING | WORKING | 26-06-2023 | AOVPB052 - KAPIL KUMAR | 26-06-2023 | AOVPB025 - BALINDER | 25-06-2023 | active
6110220006 | KAPURTHALA | UPHC | UPHC ARAIKA MOHALLA/ CIVIL DISPENSARY 2 | LABORATORY | LABORATORY | BLOOD CELL COUNTER | CRITICAL | NIHON KOHDEN | mek -1305 | 0 | 327000 |  |  |  | UNDER WARRANTY | 09-01-2023 | 08-01-2025 | WORKING | WORKING | 21-06-2023 | AOVPB019 - Akash | 21-06-2023 | AOVPB025 - BALINDER | 19-06-2023 | active
5110130005 | KAPURTHALA | PHC | PHC BHANO LANGA | LABORATORY | LABORATORY | BLOOD CELL COUNTER | CRITICAL | NIHON KOHDEN | mek -1305 | 0 | 327000 |  |  |  | UNDER WARRANTY | 09-01-2023 | 08-01-2025 | WORKING | WORKING | 21-06-2023 | AOVPB019 - Akash | 21-06-2023 | AOVPB025 - BALINDER | 19-06-2023 | active
5110210001 | KAPURTHALA | PHC | PHC KABIRPUR | MALE WARD | OTHERS | OXYGEN CONCENTRATOR | NON CRITICAL | DEVILBISS HEALTHCARE | 525DS | 0 | 36000 |  |  |  | UNDER BMC |  |  | WORKING | WORKING | 16-06-2023 | AOVPB019 - Akash | 16-06-2023 | AOVPB025 - BALINDER | 24-04-2023 | active
2110060304 | KAPURTHALA | DH | DH KAPURTHALA | MAIN OT | MONITOR | MULTIPARA MONITOR | CRITICAL | NIHON KOHDEN | PVM-2701 | 0 | 65000 |  |  |  | UNDER BMC |  |  | WORKING | WORKING | 16-06-2023 | AOVPB057 - YOGESHWAR PAWA | 16-06-2023 | AOVPB025 - BALINDER | 13-05-2023 | active |  |  |  | not working
2110060315 | KAPURTHALA | DH | DH KAPURTHALA | ICU | LIGHT | OT CEILING LIGHT (DOUBLE DOME) | NON CRITICAL | MULTILUX | ULS-412SM | 0 | 169935 |  |  |  | UNDER BMC |  |  | WORKING | WORKING | 16-06-2023 | AOVPB019 - Akash | 16-06-2023 | AOVPB025 - BALINDER | 16-05-2023 | active
2110060348 | KAPURTHALA | DH | DH KAPURTHALA | GYNAE OT | STERILIZER | AUTOCLAVE-HORIZONTAL | NON CRITICAL | SURGICAL DEVICE HUB | NA | 0 | 350000 |  |  |  | UNDER BMC |  |  | WORKING | WORKING | 16-06-2023 | AOVPB057 - YOGESHWAR PAWA | 16-06-2023 | AOVPB025 - BALINDER | 17-05-2023 | active |  |  |  | not working
2110060419 | KAPURTHALA | DH | DH KAPURTHALA | STORE | LABORATORY | LAB REFRIGERATOR | NON CRITICAL | VOLTAS | na | 0 | 27991 |  |  |  | UNDER BMC |  |  | WORKING | WORKING | 16-06-2023 | AOVPB057 - YOGESHWAR PAWA | 16-06-2023 | AOVPB025 - BALINDER | 22-05-2023 | active |  |  |  | working
2110060423 | KAPURTHALA | DH | DH KAPURTHALA | MICROBIOLOGY | STERILIZER | STERILIZER (ELECTRIC LOOP) | NON CRITICAL | S.M SCIENTIFIC | sml-4011 | 0 | 29500 |  |  |  | UNDER BMC |  |  | WORKING | WORKING | 14-06-2023 | AOVPB019 - Akash | 14-06-2023 | AOVPB025 - BALINDER | 14-06-2023 | active
2110060258 | KAPURTHALA | DH | DH KAPURTHALA | SNCU | PULSE OXIMETER | PULSE OXYMETER | NON CRITICAL | MEDITRONICS | COVIDIEN NELLCOR | 0 | 73500 |  |  |  | UNDER BMC |  |  | WORKING | WORKING | 10-06-2023 | AOVPB057 - YOGESHWAR PAWA | 10-06-2023 | AOVPB025 - BALINDER | 12-05-2023 | active |  |  |  | working
2110060259 | KAPURTHALA | DH | DH KAPURTHALA | SNCU | PULSE OXIMETER | PULSE OXYMETER | NON CRITICAL | MEDITRONICS | COVIDIEN NELLCOR | 0 | 73500 |  |  |  | UNDER BMC |  |  | WORKING | WORKING | 10-06-2023 | AOVPB057 - YOGESHWAR PAWA | 10-06-2023 | AOVPB025 - BALINDER | 12-05-2023 | active |  |  |  | working
2110060309 | KAPURTHALA | DH | DH KAPURTHALA | ICU | PULSE OXIMETER | PULSE OXYMETER | NON CRITICAL | MEDITRONICS | COVIDIEN NELLCOR | 0 | 73500 |  |  |  | UNDER BMC |  |  | WORKING | WORKING | 10-06-2023 | AOVPB057 - YOGESHWAR PAWA | 10-06-2023 | AOVPB025 - BALINDER | 16-05-2023 | active |  |  |  | working fine
2110060318 | KAPURTHALA | DH | DH KAPURTHALA | ICU | PULSE OXIMETER | PULSE OXYMETER | NON CRITICAL | MEDITRONICS | COVIDIEN NELLCOR | 0 | 73500 |  |  |  | UNDER BMC |  |  | WORKING | WORKING | 10-06-2023 | AOVPB057 - YOGESHWAR PAWA | 10-06-2023 | AOVPB025 - BALINDER | 16-05-2023 | active |  |  |  | working fine
2110060319 | KAPURTHALA | DH | DH KAPURTHALA | ICU | OTHERS | OXYGEN CONCENTRATOR | NON CRITICAL | MEDOXY | JAY-5 | 0 | 30300 |  |  |  | UNDER BMC |  |  | WORKING | WORKING | 10-06-2023 | AOVPB057 - YOGESHWAR PAWA | 10-06-2023 | AOVPB025 - BALINDER | 16-05-2023 | active |  |  |  | working fine
2110060320 | KAPURTHALA | DH | DH KAPURTHALA | ICU | PUMP INFUSION | SYRINGE PUMP | NON CRITICAL | B. BRAUN | PERFUSOR COMPACT | 0 | 51700 |  |  |  | UNDER BMC |  |  | WORKING | WORKING | 10-06-2023 | AOVPB025 - BALINDER | 10-06-2023 | AOVPB025 - BALINDER | 16-05-2023 | active
2110060321 | KAPURTHALA | DH | DH KAPURTHALA | ICU | PULSE OXIMETER | PULSE OXYMETER | NON CRITICAL | MEDITRONICS | COVIDIEN NELLCOR | 0 | 73500 |  |  |  | UNDER BMC |  |  | WORKING | WORKING | 10-06-2023 | AOVPB057 - YOGESHWAR PAWA | 10-06-2023 | AOVPB025 - BALINDER | 16-05-2023 | active |  |  |  | working fine
2110060322 | KAPURTHALA | DH | DH KAPURTHALA | ICU | PULSE OXIMETER | PULSE OXYMETER | NON CRITICAL | MEDITRONICS | COVIDIEN NELLCOR | 0 | 73500 |  |  |  | UNDER BMC |  |  | WORKING | WORKING | 10-06-2023 | AOVPB057 - YOGESHWAR PAWA | 10-06-2023 | AOVPB025 - BALINDER | 16-05-2023 | active |  |  |  | working fine
2110060323 | KAPURTHALA | DH | DH KAPURTHALA | ICU | PULSE OXIMETER | PULSE OXYMETER | NON CRITICAL | MEDITRONICS | COVIDIEN NELLCOR | 0 | 73500 |  |  |  | UNDER BMC |  |  | WORKING | WORKING | 10-06-2023 | AOVPB057 - YOGESHWAR PAWA | 10-06-2023 | AOVPB025 - BALINDER | 16-05-2023 | active |  |  |  | working fine
2110060324 | KAPURTHALA | DH | DH KAPURTHALA | ICU | PULSE OXIMETER | PULSE OXYMETER | NON CRITICAL | MEDITRONICS | COVIDIEN NELLCOR | 0 | 73500 |  |  |  | UNDER BMC |  |  | WORKING | WORKING | 10-06-2023 | AOVPB057 - YOGESHWAR PAWA | 10-06-2023 | AOVPB025 - BALINDER | 16-05-2023 | active |  |  |  | working fine
2110060325 | KAPURTHALA | DH | DH KAPURTHALA | ICU | PULSE OXIMETER | PULSE OXYMETER | NON CRITICAL | MEDITRONICS | COVELIDIN NELLCOR | 0 | 73500 |  |  |  | UNDER BMC |  |  | WORKING | WORKING | 10-06-2023 | AOVPB057 - YOGESHWAR PAWA | 10-06-2023 | AOVPB025 - BALINDER | 16-05-2023 | active |  |  |  | working fine
2110060326 | KAPURTHALA | DH | DH KAPURTHALA | MALE MEDICAL WARD | OTHERS | OXYGEN CONCENTRATOR | NON CRITICAL | CHABAN GROUP | OXYTEC-8 | 0 | 36000 |  |  |  | UNDER BMC |  |  | WORKING | WORKING | 10-06-2023 | AOVPB057 - YOGESHWAR PAWA | 10-06-2023 | AOVPB025 - BALINDER | 16-05-2023 | active |  |  |  | working fine
2110060327 | KAPURTHALA | DH | DH KAPURTHALA | MALE MEDICAL WARD | OTHERS | OXYGEN CONCENTRATOR | NON CRITICAL | YUWELL | 8F-5A | 0 | 38047 |  |  |  | UNDER BMC |  |  | WORKING | WORKING | 10-06-2023 | AOVPB057 - YOGESHWAR PAWA | 10-06-2023 | AOVPB025 - BALINDER | 16-05-2023 | active |  |  |  | working fine
2110060328 | KAPURTHALA | DH | DH KAPURTHALA | MATERNITY | OTHERS | OXYGEN CONCENTRATOR | NON CRITICAL | XNUO | S33 | 0 | 36000 |  |  |  | UNDER BMC |  |  | WORKING | WORKING | 10-06-2023 | AOVPB057 - YOGESHWAR PAWA | 10-06-2023 | AOVPB025 - BALINDER | 16-05-2023 | active |  |  |  | working fine
2110060329 | KAPURTHALA | DH | DH KAPURTHALA | LABOR ROOM | ASPIRATOR | SUCTION MACHINE | NON CRITICAL | BALAJI ENTERPRIZES | BS-4031 | 0 | 12500 |  |  |  | UNDER BMC |  |  | WORKING | WORKING | 10-06-2023 | AOVPB057 - YOGESHWAR PAWA | 10-06-2023 | AOVPB025 - BALINDER | 16-05-2023 | active |  |  |  | working fine
2110060330 | KAPURTHALA | DH | DH KAPURTHALA | MALE SURGICAL WARD | OTHERS | OXYGEN CONCENTRATOR | NON CRITICAL | CHABAN GROUP | OXYTEC-8 | 0 | 36000 |  |  |  | UNDER BMC |  |  | WORKING | WORKING | 10-06-2023 | AOVPB057 - YOGESHWAR PAWA | 10-06-2023 | AOVPB025 - BALINDER | 17-05-2023 | active |  |  |  | working fine
2110060331 | KAPURTHALA | DH | DH KAPURTHALA | MALE SURGICAL WARD | OTHERS | OXYGEN CONCENTRATOR | NON CRITICAL | CHABAN GROUP | OXYTEC-8 | 0 | 36000 |  |  |  | UNDER BMC |  |  | WORKING | WORKING | 10-06-2023 | AOVPB057 - YOGESHWAR PAWA | 10-06-2023 | AOVPB025 - BALINDER | 17-05-2023 | active |  |  |  | working fine
2110060332 | KAPURTHALA | DH | DH KAPURTHALA | ISOLATION WARD-MALE | OTHERS | OXYGEN CONCENTRATOR | NON CRITICAL | CHABAN GROUP | OXYTEC-8 | 0 | 36000 |  |  |  | UNDER BMC |  |  | WORKING | WORKING | 10-06-2023 | AOVPB057 - YOGESHWAR PAWA | 10-06-2023 | AOVPB025 - BALINDER | 17-05-2023 | active |  |  |  | working fine
2110060334 | KAPURTHALA | DH | DH KAPURTHALA | ICU | PUMP INFUSION | SYRINGE PUMP | NON CRITICAL | B. BRAUN | na | 0 | 51700 |  |  |  | UNDER BMC |  |  | WORKING | WORKING | 10-06-2023 | AOVPB057 - YOGESHWAR PAWA | 10-06-2023 | AOVPB025 - BALINDER | 17-05-2023 | active |  |  |  | working fine
2110060335 | KAPURTHALA | DH | DH KAPURTHALA | ICU | PUMP INFUSION | SYRINGE PUMP | NON CRITICAL | B. BRAUN | compact plus | 0 | 51700 |  |  |  | UNDER BMC |  |  | WORKING | WORKING | 10-06-2023 | AOVPB057 - YOGESHWAR PAWA | 10-06-2023 | AOVPB025 - BALINDER | 17-05-2023 | active |  |  |  | working fine
2110060336 | KAPURTHALA | DH | DH KAPURTHALA | ICU | PUMP INFUSION | SYRINGE PUMP | NON CRITICAL | B. BRAUN | compact plus | 0 | 51700 |  |  |  | UNDER BMC |  |  | WORKING | WORKING | 10-06-2023 | AOVPB057 - YOGESHWAR PAWA | 10-06-2023 | AOVPB025 - BALINDER | 17-05-2023 | active |  |  |  | working fine
2110060337 | KAPURTHALA | DH | DH KAPURTHALA | ICU | PUMP INFUSION | SYRINGE PUMP | NON CRITICAL | B. BRAUN | compact plus | 0 | 51700 |  |  |  | UNDER BMC |  |  | WORKING | WORKING | 10-06-2023 | AOVPB057 - YOGESHWAR PAWA | 10-06-2023 | AOVPB025 - BALINDER | 17-05-2023 | active |  |  |  | working fine
2110060338 | KAPURTHALA | DH | DH KAPURTHALA | ICU | PUMP INFUSION | SYRINGE PUMP | NON CRITICAL | B. BRAUN | compact plus | 0 | 51700 |  |  |  | UNDER BMC |  |  | WORKING | WORKING | 10-06-2023 | AOVPB057 - YOGESHWAR PAWA | 10-06-2023 | AOVPB025 - BALINDER | 17-05-2023 | active |  |  |  | working fine
2110060339 | KAPURTHALA | DH | DH KAPURTHALA | ICU | PUMP INFUSION | SYRINGE PUMP | NON CRITICAL | B. BRAUN | compact plus | 0 | 51700 |  |  |  | UNDER BMC |  |  | WORKING | WORKING | 10-06-2023 | AOVPB057 - YOGESHWAR PAWA | 10-06-2023 | AOVPB025 - BALINDER | 17-05-2023 | active |  |  |  | working fine
2110060340 | KAPURTHALA | DH | DH KAPURTHALA | ICU | PUMP INFUSION | SYRINGE PUMP | NON CRITICAL | B. BRAUN | compact plus | 0 | 51700 |  |  |  | UNDER BMC |  |  | WORKING | WORKING | 10-06-2023 | AOVPB057 - YOGESHWAR PAWA | 10-06-2023 | AOVPB025 - BALINDER | 17-05-2023 | active |  |  |  | working fine
2110060341 | KAPURTHALA | DH | DH KAPURTHALA | ICU | PUMP INFUSION | SYRINGE PUMP | NON CRITICAL | B. BRAUN | compact plus | 0 | 51700 |  |  |  | UNDER BMC |  |  | WORKING | WORKING | 10-06-2023 | AOVPB057 - YOGESHWAR PAWA | 10-06-2023 | AOVPB025 - BALINDER | 17-05-2023 | active |  |  |  | working fine
2110060342 | KAPURTHALA | DH | DH KAPURTHALA | ICU | PUMP INFUSION | SYRINGE PUMP | NON CRITICAL | B. BRAUN | compact plus | 0 | 51700 |  |  |  | UNDER BMC |  |  | WORKING | WORKING | 10-06-2023 | AOVPB057 - YOGESHWAR PAWA | 10-06-2023 | AOVPB025 - BALINDER | 17-05-2023 | active |  |  |  | working fine
2110060343 | KAPURTHALA | DH | DH KAPURTHALA | ICU | PUMP INFUSION | SYRINGE PUMP | NON CRITICAL | B. BRAUN | compact plus | 0 | 51700 |  |  |  | UNDER BMC |  |  | WORKING | WORKING | 10-06-2023 | AOVPB057 - YOGESHWAR PAWA | 10-06-2023 | AOVPB025 - BALINDER | 17-05-2023 | active |  |  |  | working fine
2110060344 | KAPURTHALA | DH | DH KAPURTHALA | ICU | PUMP INFUSION | SYRINGE PUMP | NON CRITICAL | B. BRAUN | compact plus | 0 | 51700 |  |  |  | UNDER BMC |  |  | WORKING | WORKING | 10-06-2023 | AOVPB057 - YOGESHWAR PAWA | 10-06-2023 | AOVPB025 - BALINDER | 17-05-2023 | active |  |  |  | working fine
2110060345 | KAPURTHALA | DH | DH KAPURTHALA | ICU | PULSE OXIMETER | PULSE OXYMETER | NON CRITICAL | MEDITRONICS | nellcore | 0 | 73500 |  |  |  | UNDER BMC |  |  | WORKING | WORKING | 10-06-2023 | AOVPB057 - YOGESHWAR PAWA | 10-06-2023 | AOVPB025 - BALINDER | 17-05-2023 | active |  |  |  | working fine
2110060346 | KAPURTHALA | DH | DH KAPURTHALA | ICU | PULSE OXIMETER | PULSE OXYMETER | NON CRITICAL | MEDITRONICS | nellcore | 0 | 73500 |  |  |  | UNDER BMC |  |  | WORKING | WORKING | 10-06-2023 | AOVPB057 - YOGESHWAR PAWA | 10-06-2023 | AOVPB025 - BALINDER | 17-05-2023 | active |  |  |  | working fine
2110060347 | KAPURTHALA | DH | DH KAPURTHALA | ICU | PULSE OXIMETER | PULSE OXYMETER | NON CRITICAL | MEDITRONICS | nellcore | 0 | 73500 |  |  |  | UNDER BMC |  |  | WORKING | WORKING | 10-06-2023 | AOVPB057 - YOGESHWAR PAWA | 10-06-2023 | AOVPB025 - BALINDER | 17-05-2023 | active |  |  |  | working fine
2110060349 | KAPURTHALA | DH | DH KAPURTHALA | GYNAE OT | ASPIRATOR | SUCTION MACHINE | NON CRITICAL | BALAJI ENTERPRIZES | bs 4031 | 0 | 12500 |  |  |  | UNDER BMC |  |  | WORKING | WORKING | 10-06-2023 | AOVPB019 - Akash | 10-06-2023 | AOVPB025 - BALINDER | 17-05-2023 | active
2110060351 | KAPURTHALA | DH | DH KAPURTHALA | GYNAE OT | OTHERS | FOGGING MACHINE (FUMIGATION) | NON CRITICAL | LOCAL | na | 0 | 30000 |  |  |  | UNDER BMC |  |  | WORKING | WORKING | 10-06-2023 | AOVPB057 - YOGESHWAR PAWA | 10-06-2023 | AOVPB025 - BALINDER | 17-05-2023 | active |  |  |  | working
2110060352 | KAPURTHALA | DH | DH KAPURTHALA | GYNAE OT | STERILIZER | AUTOCLAVE-VERTICAL | NON CRITICAL | REICO | na | 0 | 72269 |  |  |  | UNDER BMC |  |  | TO BE CONDEMNED | TO BE CONDEMNED | 10-06-2023 | AOVPB057 - YOGESHWAR PAWA | 10-06-2023 | AOVPB025 - BALINDER | 17-05-2023 | Inactive |  |  |  | not working
2110060353 | KAPURTHALA | DH | DH KAPURTHALA | GYNAE OT | ASPIRATOR | SUCTION MACHINE | NON CRITICAL | SURGICAL DEVICE HUB | NA | 0 | 10000 |  |  |  | UNDER BMC |  |  | WORKING | WORKING | 10-06-2023 | AOVPB057 - YOGESHWAR PAWA | 10-06-2023 | AOVPB025 - BALINDER | 17-05-2023 | active |  |  |  | not working
5110190001 | KAPURTHALA | PHC | PHC PARAMJITPUR | OTHERS | OTHERS | OXYGEN CONCENTRATOR | NON CRITICAL | DEVILBISS HEALTHCARE | 525DS | 0 | 36000 |  |  |  | UNDER BMC |  |  | WORKING | WORKING | 10-06-2023 | AOVPB019 - Akash | 10-06-2023 | AOVPB025 - BALINDER | 18-05-2023 | active
5110190002 | KAPURTHALA | PHC | PHC PARAMJITPUR | OTHERS | LIGHT | OT MOBILE LIGHT | NON CRITICAL | Others | Optilux 11 | 0 | 25000 |  |  |  | UNDER BMC |  |  | WORKING | WORKING | 10-06-2023 | AOVPB019 - Akash | 10-06-2023 | AOVPB025 - BALINDER | 18-05-2023 | active
2110060360 | KAPURTHALA | DH | DH KAPURTHALA | MATERNITY | MONITOR | MULTIPARA MONITOR | CRITICAL | PHILIPS | MX-500 | 0 | 529100 |  |  |  | UNDER BMC |  |  | WORKING | WORKING | 10-06-2023 | AOVPB057 - YOGESHWAR PAWA | 10-06-2023 | AOVPB025 - BALINDER | 19-05-2023 | active |  |  |  | working
2110060362 | KAPURTHALA | DH | DH KAPURTHALA | STORE | OTHERS | OXYGEN CONCENTRATOR | NON CRITICAL | CHABAN GROUP | OXYTEC-8 | 0 | 36000 |  |  |  | UNDER BMC |  |  | WORKING | WORKING | 10-06-2023 | AOVPB057 - YOGESHWAR PAWA | 10-06-2023 | AOVPB025 - BALINDER | 19-05-2023 | active |  |  |  | working
2110060363 | KAPURTHALA | DH | DH KAPURTHALA | STORE | OTHERS | OXYGEN CONCENTRATOR | NON CRITICAL | XNUO | s33 | 0 | 36000 |  |  |  | UNDER BMC |  |  | WORKING | WORKING | 10-06-2023 | AOVPB057 - YOGESHWAR PAWA | 10-06-2023 | AOVPB025 - BALINDER | 19-05-2023 | active |  |  |  | working
2110060364 | KAPURTHALA | DH | DH KAPURTHALA | STORE | OTHERS | OXYGEN CONCENTRATOR | NON CRITICAL | XNUO | s33 | 0 | 36000 |  |  |  | UNDER BMC |  |  | WORKING | WORKING | 10-06-2023 | AOVPB057 - YOGESHWAR PAWA | 10-06-2023 | AOVPB025 - BALINDER | 19-05-2023 | active |  |  |  | working
2110060264 | KAPURTHALA | DH | DH KAPURTHALA | SNCU | PULSE OXIMETER | PULSE OXYMETER | NON CRITICAL | MASIMO | Rad-G | 0 | 36900 |  |  |  | UNDER BMC |  |  | WORKING | WORKING | 10-06-2023 | AOVPB057 - YOGESHWAR PAWA | 10-06-2023 | AOVPB025 - BALINDER | 21-05-2023 | active |  |  |  | working
2110060260 | KAPURTHALA | DH | DH KAPURTHALA | SNCU | PULSE OXIMETER | PULSE OXYMETER | NON CRITICAL | MEDITRONICS | Nellcor | 0 | 73500 |  |  |  | UNDER BMC |  |  | WORKING | WORKING | 10-06-2023 | AOVPB057 - YOGESHWAR PAWA | 10-06-2023 | AOVPB025 - BALINDER | 12-05-2023 | active |  |  |  | working
2110060261 | KAPURTHALA | DH | DH KAPURTHALA | SNCU | PULSE OXIMETER | PULSE OXYMETER | NON CRITICAL | MEDITRONICS | Nellcor | 0 | 73500 |  |  |  | UNDER BMC |  |  | WORKING | WORKING | 10-06-2023 | AOVPB057 - YOGESHWAR PAWA | 10-06-2023 | AOVPB025 - BALINDER | 12-05-2023 | active |  |  |  | working
2110060262 | KAPURTHALA | DH | DH KAPURTHALA | SNCU | PULSE OXIMETER | PULSE OXYMETER | NON CRITICAL | MEDITRONICS | Nellcor | 0 | 73500 |  |  |  | UNDER BMC |  |  | WORKING | WORKING | 10-06-2023 | AOVPB057 - YOGESHWAR PAWA | 10-06-2023 | AOVPB025 - BALINDER | 12-05-2023 | active |  |  |  | working
2110060263 | KAPURTHALA | DH | DH KAPURTHALA | SNCU | PUMP INFUSION | SYRINGE PUMP | NON CRITICAL | MEDCAPTAIN MEDICAL TECHNOLGY PVT.LTD. | MP-30T | 0 | 39500 |  |  |  | UNDER BMC |  |  | WORKING | WORKING | 10-06-2023 | AOVPB057 - YOGESHWAR PAWA | 10-06-2023 | AOVPB025 - BALINDER | 12-05-2023 | active |  |  |  | working
2110060265 | KAPURTHALA | DH | DH KAPURTHALA | SNCU | PUMP INFUSION | SYRINGE PUMP | NON CRITICAL | MEDCAPTAIN MEDICAL TECHNOLGY PVT.LTD. | MP-30T | 0 | 39500 |  |  |  | UNDER BMC |  |  | WORKING | WORKING | 10-06-2023 | AOVPB057 - YOGESHWAR PAWA | 10-06-2023 | AOVPB025 - BALINDER | 12-05-2023 | active |  |  |  | working
2110060266 | KAPURTHALA | DH | DH KAPURTHALA | SNCU | PUMP INFUSION | SYRINGE PUMP | NON CRITICAL | MEDCAPTAIN MEDICAL TECHNOLGY PVT.LTD. | MP-30T | 0 | 39500 |  |  |  | UNDER BMC |  |  | WORKING | WORKING | 10-06-2023 | AOVPB057 - YOGESHWAR PAWA | 10-06-2023 | AOVPB025 - BALINDER | 12-05-2023 | active |  |  |  | working
2110060267 | KAPURTHALA | DH | DH KAPURTHALA | SNCU | PUMP INFUSION | SYRINGE PUMP | NON CRITICAL | MEDCAPTAIN MEDICAL TECHNOLGY PVT.LTD. | MP-30T | 0 | 39500 |  |  |  | UNDER BMC |  |  | WORKING | WORKING | 10-06-2023 | AOVPB057 - YOGESHWAR PAWA | 10-06-2023 | AOVPB025 - BALINDER | 12-05-2023 | active |  |  |  | working
2110060268 | KAPURTHALA | DH | DH KAPURTHALA | SNCU | PUMP INFUSION | SYRINGE PUMP | NON CRITICAL | MEDCAPTAIN MEDICAL TECHNOLGY PVT.LTD. | MP-30T | 0 | 39500 |  |  |  | UNDER BMC |  |  | WORKING | WORKING | 10-06-2023 | AOVPB057 - YOGESHWAR PAWA | 10-06-2023 | AOVPB025 - BALINDER | 12-05-2023 | active |  |  |  | working
2110060269 | KAPURTHALA | DH | DH KAPURTHALA | SNCU | PUMP INFUSION | SYRINGE PUMP | NON CRITICAL | MEDCAPTAIN MEDICAL TECHNOLGY PVT.LTD. | MP-30T | 0 | 39500 |  |  |  | UNDER BMC |  |  | WORKING | WORKING | 10-06-2023 | AOVPB057 - YOGESHWAR PAWA | 10-06-2023 | AOVPB025 - BALINDER | 12-05-2023 | active |  |  |  | working
2110060270 | KAPURTHALA | DH | DH KAPURTHALA | SNCU | PUMP INFUSION | SYRINGE PUMP | NON CRITICAL | MEDCAPTAIN MEDICAL TECHNOLGY PVT.LTD. | MP-30T | 0 | 39500 |  |  |  | UNDER BMC |  |  | WORKING | WORKING | 10-06-2023 | AOVPB057 - YOGESHWAR PAWA | 10-06-2023 | AOVPB025 - BALINDER | 12-05-2023 | active |  |  |  | working
2110060272 | KAPURTHALA | DH | DH KAPURTHALA | SNCU | PUMP INFUSION | SYRINGE PUMP | NON CRITICAL | MEDCAPTAIN MEDICAL TECHNOLGY PVT.LTD. | MP-30T | 0 | 39500 |  |  |  | UNDER BMC |  |  | WORKING | WORKING | 10-06-2023 | AOVPB057 - YOGESHWAR PAWA | 10-06-2023 | AOVPB025 - BALINDER | 12-05-2023 | active |  |  |  | working
2110060273 | KAPURTHALA | DH | DH KAPURTHALA | SNCU | PUMP INFUSION | SYRINGE PUMP | NON CRITICAL | MEDCAPTAIN MEDICAL TECHNOLGY PVT.LTD. | MP-30T | 0 | 39500 |  |  |  | UNDER BMC |  |  | WORKING | WORKING | 10-06-2023 | AOVPB057 - YOGESHWAR PAWA | 10-06-2023 | AOVPB025 - BALINDER | 12-05-2023 | active |  |  |  | working
2110060274 | KAPURTHALA | DH | DH KAPURTHALA | SNCU | PUMP INFUSION | SYRINGE PUMP | NON CRITICAL | MEDCAPTAIN MEDICAL TECHNOLGY PVT.LTD. | MP-30T | 0 | 39500 |  |  |  | UNDER BMC |  |  | WORKING | WORKING | 10-06-2023 | AOVPB057 - YOGESHWAR PAWA | 10-06-2023 | AOVPB025 - BALINDER | 12-05-2023 | active |  |  |  | working
2110060275 | KAPURTHALA | DH | DH KAPURTHALA | SNCU | PUMP INFUSION | SYRINGE PUMP | NON CRITICAL | MEDCAPTAIN MEDICAL TECHNOLGY PVT.LTD. | MP-30T | 0 | 39500 |  |  |  | UNDER BMC |  |  | WORKING | WORKING | 10-06-2023 | AOVPB057 - YOGESHWAR PAWA | 10-06-2023 | AOVPB025 - BALINDER | 12-05-2023 | active |  |  |  | working
2110060276 | KAPURTHALA | DH | DH KAPURTHALA | SNCU | PULSE OXIMETER | PULSE OXYMETER | NON CRITICAL | MASIMO | Rad-G | 0 | 36900 |  |  |  | UNDER BMC |  |  | WORKING | WORKING | 10-06-2023 | AOVPB057 - YOGESHWAR PAWA | 10-06-2023 | AOVPB025 - BALINDER | 12-05-2023 | active |  |  |  | working
2110060277 | KAPURTHALA | DH | DH KAPURTHALA | SNCU | PULSE OXIMETER | PULSE OXYMETER | NON CRITICAL | MASIMO | Rad-G | 0 | 36900 |  |  |  | UNDER BMC |  |  | WORKING | WORKING | 10-06-2023 | AOVPB057 - YOGESHWAR PAWA | 10-06-2023 | AOVPB025 - BALINDER | 12-05-2023 | active |  |  |  | working
2110060278 | KAPURTHALA | DH | DH KAPURTHALA | SNCU | MONITOR | MULTIPARA MONITOR | CRITICAL | PHILIPS | MX500 | 0 | 529100 |  |  |  | UNDER BMC |  |  | WORKING | WORKING | 10-06-2023 | AOVPB057 - YOGESHWAR PAWA | 10-06-2023 | AOVPB025 - BALINDER | 12-05-2023 | active |  |  |  | working
2110060279 | KAPURTHALA | DH | DH KAPURTHALA | SNCU | PUMP INFUSION | SYRINGE PUMP | NON CRITICAL | LOCAL | KM-809 | 0 | 35000 |  |  |  | UNDER BMC |  |  | WORKING | WORKING | 10-06-2023 | AOVPB057 - YOGESHWAR PAWA | 10-06-2023 | AOVPB025 - BALINDER | 12-05-2023 | active |  |  |  | working
2110060281 | KAPURTHALA | DH | DH KAPURTHALA | SNCU | PUMP INFUSION | SYRINGE PUMP | NON CRITICAL | MEDCAPTAIN MEDICAL TECHNOLGY PVT.LTD. | MP-30T | 0 | 39500 |  |  |  | UNDER BMC |  |  | WORKING | WORKING | 10-06-2023 | AOVPB057 - YOGESHWAR PAWA | 10-06-2023 | AOVPB025 - BALINDER | 12-05-2023 | active |  |  |  | working
2110060282 | KAPURTHALA | DH | DH KAPURTHALA | SNCU | PUMP INFUSION | SYRINGE PUMP | NON CRITICAL | MEDCAPTAIN MEDICAL TECHNOLGY PVT.LTD. | MP-30T | 0 | 39500 |  |  |  | UNDER BMC |  |  | WORKING | WORKING | 10-06-2023 | AOVPB057 - YOGESHWAR PAWA | 10-06-2023 | AOVPB025 - BALINDER | 12-05-2023 | active |  |  |  | working
2110060283 | KAPURTHALA | DH | DH KAPURTHALA | SNCU | PUMP INFUSION | SYRINGE PUMP | NON CRITICAL | MEDCAPTAIN MEDICAL TECHNOLGY PVT.LTD. | MP-30T | 0 | 39500 |  |  |  | UNDER BMC |  |  | WORKING | WORKING | 10-06-2023 | AOVPB057 - YOGESHWAR PAWA | 10-06-2023 | AOVPB025 - BALINDER | 12-05-2023 | active |  |  |  | working
2110060284 | KAPURTHALA | DH | DH KAPURTHALA | SNCU | PUMP INFUSION | SYRINGE PUMP | NON CRITICAL | MEDCAPTAIN MEDICAL TECHNOLGY PVT.LTD. | MP-30T | 0 | 39500 |  |  |  | UNDER BMC |  |  | WORKING | WORKING | 10-06-2023 | AOVPB057 - YOGESHWAR PAWA | 10-06-2023 | AOVPB025 - BALINDER | 12-05-2023 | active |  |  |  | working
2110060285 | KAPURTHALA | DH | DH KAPURTHALA | SNCU | PUMP INFUSION | SYRINGE PUMP | NON CRITICAL | MEDCAPTAIN MEDICAL TECHNOLGY PVT.LTD. | MP-30T | 0 | 39500 |  |  |  | UNDER BMC |  |  | WORKING | WORKING | 10-06-2023 | AOVPB057 - YOGESHWAR PAWA | 10-06-2023 | AOVPB025 - BALINDER | 12-05-2023 | active |  |  |  | working
2110060286 | KAPURTHALA | DH | DH KAPURTHALA | SNCU | PUMP INFUSION | SYRINGE PUMP | NON CRITICAL | MEDCAPTAIN MEDICAL TECHNOLGY PVT.LTD. | MP-30T | 0 | 39500 |  |  |  | UNDER BMC |  |  | WORKING | WORKING | 10-06-2023 | AOVPB057 - YOGESHWAR PAWA | 10-06-2023 | AOVPB025 - BALINDER | 12-05-2023 | active |  |  |  | working
2110060287 | KAPURTHALA | DH | DH KAPURTHALA | SNCU | PUMP INFUSION | SYRINGE PUMP | NON CRITICAL | MEDCAPTAIN MEDICAL TECHNOLGY PVT.LTD. | MP-30T | 0 | 39500 |  |  |  | UNDER BMC |  |  | WORKING | WORKING | 10-06-2023 | AOVPB057 - YOGESHWAR PAWA | 10-06-2023 | AOVPB025 - BALINDER | 12-05-2023 | active |  |  |  | working
2110060288 | KAPURTHALA | DH | DH KAPURTHALA | SNCU | PUMP INFUSION | SYRINGE PUMP | NON CRITICAL | MEDCAPTAIN MEDICAL TECHNOLGY PVT.LTD. | MP-30T | 0 | 39500 |  |  |  | UNDER BMC |  |  | WORKING | WORKING | 10-06-2023 | AOVPB057 - YOGESHWAR PAWA | 10-06-2023 | AOVPB025 - BALINDER | 12-05-2023 | active |  |  |  | working
2110060290 | KAPURTHALA | DH | DH KAPURTHALA | SNCU | PUMP INFUSION | SYRINGE PUMP | NON CRITICAL | MEDCAPTAIN MEDICAL TECHNOLGY PVT.LTD. | MP-30T | 0 | 39500 |  |  |  | UNDER BMC |  |  | WORKING | WORKING | 10-06-2023 | AOVPB057 - YOGESHWAR PAWA | 10-06-2023 | AOVPB025 - BALINDER | 13-05-2023 | active |  |  |  | working
2110060291 | KAPURTHALA | DH | DH KAPURTHALA | SNCU | PUMP INFUSION | SYRINGE PUMP | NON CRITICAL | MEDCAPTAIN MEDICAL TECHNOLGY PVT.LTD. | MP-30T | 0 | 39500 |  |  |  | UNDER BMC |  |  | WORKING | WORKING | 10-06-2023 | AOVPB057 - YOGESHWAR PAWA | 10-06-2023 | AOVPB025 - BALINDER | 13-05-2023 | active |  |  |  | working
2110060292 | KAPURTHALA | DH | DH KAPURTHALA | SNCU | PUMP INFUSION | SYRINGE PUMP | NON CRITICAL | MEDCAPTAIN MEDICAL TECHNOLGY PVT.LTD. | MP-30T | 0 | 39500 |  |  |  | UNDER BMC |  |  | WORKING | WORKING | 10-06-2023 | AOVPB057 - YOGESHWAR PAWA | 10-06-2023 | AOVPB025 - BALINDER | 13-05-2023 | active |  |  |  | working
2110060293 | KAPURTHALA | DH | DH KAPURTHALA | SNCU | PUMP INFUSION | SYRINGE PUMP | NON CRITICAL | MEDCAPTAIN MEDICAL TECHNOLGY PVT.LTD. | na | 0 | 39500 |  |  |  | UNDER BMC |  |  | WORKING | WORKING | 10-06-2023 | AOVPB057 - YOGESHWAR PAWA | 10-06-2023 | AOVPB025 - BALINDER | 13-05-2023 | active |  |  |  | working
2110060294 | KAPURTHALA | DH | DH KAPURTHALA | SNCU | PUMP INFUSION | SYRINGE PUMP | NON CRITICAL | MEDCAPTAIN MEDICAL TECHNOLGY PVT.LTD. | MP-30T | 0 | 39500 |  |  |  | UNDER BMC |  |  | WORKING | WORKING | 10-06-2023 | AOVPB057 - YOGESHWAR PAWA | 10-06-2023 | AOVPB025 - BALINDER | 13-05-2023 | active |  |  |  | working
2110060295 | KAPURTHALA | DH | DH KAPURTHALA | SNCU | PUMP INFUSION | SYRINGE PUMP | NON CRITICAL | MEDCAPTAIN MEDICAL TECHNOLGY PVT.LTD. | na | 0 | 39500 |  |  |  | UNDER BMC |  |  | WORKING | WORKING | 10-06-2023 | AOVPB057 - YOGESHWAR PAWA | 10-06-2023 | AOVPB025 - BALINDER | 13-05-2023 | active |  |  |  | working
2110060296 | KAPURTHALA | DH | DH KAPURTHALA | SNCU | PUMP INFUSION | SYRINGE PUMP | NON CRITICAL | MEDCAPTAIN MEDICAL TECHNOLGY PVT.LTD. | na | 0 | 39500 |  |  |  | UNDER BMC |  |  | WORKING | WORKING | 10-06-2023 | AOVPB057 - YOGESHWAR PAWA | 10-06-2023 | AOVPB025 - BALINDER | 13-05-2023 | active |  |  |  | working
2110060300 | KAPURTHALA | DH | DH KAPURTHALA | SNCU | SCALE | BABY WEIGHING MACHINE | NON CRITICAL | PHOENIX MEDICAL SYSTEM(P) LTD. | NBY20 | 0 | 15000 |  |  |  | UNDER BMC |  |  | WORKING | WORKING | 10-06-2023 | AOVPB057 - YOGESHWAR PAWA | 10-06-2023 | AOVPB025 - BALINDER | 13-05-2023 | active |  |  |  | working
2110060301 | KAPURTHALA | DH | DH KAPURTHALA | SNCU | SCALE | BABY WEIGHING MACHINE | NON CRITICAL | PHOENIX MEDICAL SYSTEM(P) LTD. | NBY20 | 0 | 15000 |  |  |  | UNDER BMC |  |  | WORKING | WORKING | 10-06-2023 | AOVPB057 - YOGESHWAR PAWA | 10-06-2023 | AOVPB025 - BALINDER | 13-05-2023 | active |  |  |  | working
2110060157 | KAPURTHALA | DH | DH KAPURTHALA | SNCU | OTHERS | OXYGEN CONCENTRATOR | NON CRITICAL | YUWELL | 8F-5AW | 0 | 38047 |  |  |  | UNDER BMC |  |  | WORKING | WORKING | 10-06-2023 | AOVPB025 - BALINDER | 10-06-2023 | AOVPB025 - BALINDER | 13-05-2023 | active
2110060172 | KAPURTHALA | DH | DH KAPURTHALA | SNCU | OTHERS | OXYGEN CONCENTRATOR | NON CRITICAL | YUWELL | 8F-5AW | 0 | 38047 |  |  |  | UNDER BMC |  |  | WORKING | WORKING | 10-06-2023 | AOVPB025 - BALINDER | 10-06-2023 | AOVPB025 - BALINDER | 13-05-2023 | active
2110060173 | KAPURTHALA | DH | DH KAPURTHALA | SNCU | OTHERS | OXYGEN CONCENTRATOR | NON CRITICAL | YUWELL | 8F-5AW | 0 | 38047 |  |  |  | UNDER BMC |  |  | WORKING | WORKING | 10-06-2023 | AOVPB025 - BALINDER | 10-06-2023 | AOVPB025 - BALINDER | 13-05-2023 | active
2110060302 | KAPURTHALA | DH | DH KAPURTHALA | LABOR ROOM | SCALE | BABY WEIGHING MACHINE | NON CRITICAL | PHOENIX MEDICAL SYSTEM(P) LTD. | NBY-20 | 0 | 15000 |  |  |  | UNDER BMC |  |  | WORKING | WORKING | 10-06-2023 | AOVPB057 - YOGESHWAR PAWA | 10-06-2023 | AOVPB025 - BALINDER | 13-05-2023 | active |  |  |  | working
2110060303 | KAPURTHALA | DH | DH KAPURTHALA | MAIN OT | MONITOR | MULTIPARA MONITOR | CRITICAL | PHILIPS | Mx 500 | 0 | 529100 |  |  |  | UNDER BMC |  |  | TO BE CONDEMNED | TO BE CONDEMNED | 10-06-2023 | AOVPB019 - Akash | 10-06-2023 | AOVPB025 - BALINDER | 13-05-2023 | Inactive |  |  |  | display break
2110060306 | KAPURTHALA | DH | DH KAPURTHALA | MAIN OT | MONITOR | PULSE OXYMETER | NON CRITICAL | MEDIAID | 900P | 0 | 37000 |  |  |  | UNDER BMC |  |  | WORKING | WORKING | 10-06-2023 | AOVPB019 - Akash | 10-06-2023 | AOVPB025 - BALINDER | 13-05-2023 | active
2110060253 | KAPURTHALA | DH | DH KAPURTHALA | IMMUNIZATION DEPTT (PP UNIT) | LIGHT | OT MOBILE LIGHT | NON CRITICAL | SURGIDENT | cs-4 | 0 | 36750 |  |  |  | UNDER BMC |  |  | WORKING | WORKING | 10-06-2023 | AOVPB057 - YOGESHWAR PAWA | 10-06-2023 | AOVPB025 - BALINDER | 13-05-2023 | active |  |  |  | not working
2110060254 | KAPURTHALA | DH | DH KAPURTHALA | IMMUNIZATION DEPTT (PP UNIT) | ASPIRATOR | SUCTION MACHINE | NON CRITICAL | GULATI INDUSTRIES | NA | 0 | 10000 |  |  |  | UNDER BMC |  |  | WORKING | WORKING | 10-06-2023 | AOVPB057 - YOGESHWAR PAWA | 10-06-2023 | AOVPB025 - BALINDER | 13-05-2023 | active |  |  |  | not working
2110060252 | KAPURTHALA | DH | DH KAPURTHALA | IMMUNIZATION DEPTT (PP UNIT) | TABLE | DELIVERY TABLE | NON CRITICAL | GE ELPRO INTERNATIONAL LTD | na | 0 | 30000 |  |  |  | UNDER BMC |  |  | WORKING | WORKING | 10-06-2023 | AOVPB057 - YOGESHWAR PAWA | 10-06-2023 | AOVPB025 - BALINDER | 13-05-2023 | active |  |  |  | working
2110060251 | KAPURTHALA | DH | DH KAPURTHALA | IMMUNIZATION DEPTT (PP UNIT) | TABLE | OPERATION TABLE (HYDRAULIC) | NON CRITICAL | Others | na | 0 | 34335 |  |  |  | UNDER BMC |  |  | WORKING | WORKING | 10-06-2023 | AOVPB057 - YOGESHWAR PAWA | 10-06-2023 | AOVPB025 - BALINDER | 13-05-2023 | active |  |  |  | working
2110060219 | KAPURTHALA | DH | DH KAPURTHALA | IMMUNIZATION DEPTT (PP UNIT) | LABORATORY | ICE LINING REFRIGERATOR | NON CRITICAL | VESTFROST DENMARK | VLS300 | 0 | 350000 |  |  |  | UNDER BMC |  |  | WORKING | WORKING | 10-06-2023 | AOVPB057 - YOGESHWAR PAWA | 10-06-2023 | AOVPB025 - BALINDER | 13-05-2023 | active |  |  |  | working
2110060220 | KAPURTHALA | DH | DH KAPURTHALA | IMMUNIZATION DEPTT (PP UNIT) | LABORATORY | DEEP FREEZER-20 | NON CRITICAL | VESTFROST DENMARK | mf 314 | 0 | 105340 |  |  |  | UNDER BMC |  |  | WORKING | WORKING | 10-06-2023 | AOVPB057 - YOGESHWAR PAWA | 10-06-2023 | AOVPB025 - BALINDER | 13-05-2023 | active |  |  |  | working
2110060221 | KAPURTHALA | DH | DH KAPURTHALA | IMMUNIZATION DEPTT (PP UNIT) | LABORATORY | DEEP FREEZER-20 | NON CRITICAL | HAIER | HBC-70 | 0 | 105340 |  |  |  | UNDER BMC |  |  | WORKING | WORKING | 10-06-2023 | AOVPB057 - YOGESHWAR PAWA | 10-06-2023 | AOVPB025 - BALINDER | 13-05-2023 | active |  |  |  | working
5110080007 | KAPURTHALA | PHC | PHC MAKSOODPUR | LABORATORY | LABORATORY | ELECTRIC CENTRIFUGE TABLE TOP | NON CRITICAL | Others | na | 0 | 20000 |  |  |  | UNDER BMC |  |  | WORKING | WORKING | 10-06-2023 | AOVPB019 - Akash | 10-06-2023 | AOVPB025 - BALINDER | 15-05-2023 | active
2110060311 | KAPURTHALA | DH | DH KAPURTHALA | ICU | MONITOR | PULSE OXYMETER | NON CRITICAL | MEDITEC ENGLAND | m 302 | 0 | 34777 |  |  |  | UNDER BMC |  |  | WORKING | WORKING | 10-06-2023 | AOVPB019 - Akash | 10-06-2023 | AOVPB025 - BALINDER | 16-05-2023 | active
2110060312 | KAPURTHALA | DH | DH KAPURTHALA | ICU | MONITOR | PULSE OXYMETER | NON CRITICAL | MEDITEC ENGLAND | m 302 | 0 | 34777 |  |  |  | UNDER BMC |  |  | WORKING | WORKING | 10-06-2023 | AOVPB019 - Akash | 10-06-2023 | AOVPB025 - BALINDER | 16-05-2023 | active
2110060313 | KAPURTHALA | DH | DH KAPURTHALA | ICU | MONITOR | PULSE OXYMETER | NON CRITICAL | MEDITEC ENGLAND | m 302 | 0 | 34777 |  |  |  | UNDER BMC |  |  | WORKING | WORKING | 10-06-2023 | AOVPB019 - Akash | 10-06-2023 | AOVPB025 - BALINDER | 16-05-2023 | active
2110060314 | KAPURTHALA | DH | DH KAPURTHALA | ICU | MONITOR | PULSE OXYMETER | NON CRITICAL | MEDITEC ENGLAND | m 302 | 0 | 34777 |  |  |  | UNDER BMC |  |  | WORKING | WORKING | 10-06-2023 | AOVPB019 - Akash | 10-06-2023 | AOVPB025 - BALINDER | 16-05-2023 | active
2110060316 | KAPURTHALA | DH | DH KAPURTHALA | ICU | OTHERS | OXYGEN CONCENTRATOR | NON CRITICAL | XNUO | Y4 | 0 | 36000 |  |  |  | UNDER BMC |  |  | WORKING | WORKING | 10-06-2023 | AOVPB019 - Akash | 10-06-2023 | AOVPB025 - BALINDER | 16-05-2023 | active
2110060317 | KAPURTHALA | DH | DH KAPURTHALA | ICU | OTHERS | OXYGEN CONCENTRATOR | NON CRITICAL | Others | zy-3A | 0 | 36000 |  |  |  | UNDER BMC |  |  | WORKING | WORKING | 10-06-2023 | AOVPB019 - Akash | 10-06-2023 | AOVPB025 - BALINDER | 16-05-2023 | active
2110060365 | KAPURTHALA | DH | DH KAPURTHALA | STORE | OTHERS | OXYGEN CONCENTRATOR | NON CRITICAL | XNUO | s33 | 0 | 36000 |  |  |  | UNDER BMC |  |  | WORKING | WORKING | 10-06-2023 | AOVPB057 - YOGESHWAR PAWA | 10-06-2023 | AOVPB025 - BALINDER | 19-05-2023 | active |  |  |  | working
2110060366 | KAPURTHALA | DH | DH KAPURTHALA | STORE | OTHERS | OXYGEN CONCENTRATOR | NON CRITICAL | XNUO | s33 | 0 | 36000 |  |  |  | UNDER BMC |  |  | WORKING | WORKING | 10-06-2023 | AOVPB057 - YOGESHWAR PAWA | 10-06-2023 | AOVPB025 - BALINDER | 19-05-2023 | active |  |  |  | working
2110060367 | KAPURTHALA | DH | DH KAPURTHALA | STORE | OTHERS | OXYGEN CONCENTRATOR | NON CRITICAL | XNUO | s33 | 0 | 36000 |  |  |  | UNDER BMC |  |  | WORKING | WORKING | 10-06-2023 | AOVPB019 - Akash | 10-06-2023 | AOVPB025 - BALINDER | 19-05-2023 | active |  |  |  | working
2110060368 | KAPURTHALA | DH | DH KAPURTHALA | STORE | OTHERS | OXYGEN CONCENTRATOR | NON CRITICAL | XNUO | s33 | 0 | 36000 |  |  |  | UNDER BMC |  |  | WORKING | WORKING | 10-06-2023 | AOVPB019 - Akash | 10-06-2023 | AOVPB025 - BALINDER | 19-05-2023 | active |  |  |  | working
2110060369 | KAPURTHALA | DH | DH KAPURTHALA | STORE | OTHERS | OXYGEN CONCENTRATOR | NON CRITICAL | XNUO | s33 | 0 | 36000 |  |  |  | UNDER BMC |  |  | WORKING | WORKING | 10-06-2023 | AOVPB019 - Akash | 10-06-2023 | AOVPB025 - BALINDER | 19-05-2023 | active |  |  |  | working
2110060370 | KAPURTHALA | DH | DH KAPURTHALA | STORE | OTHERS | OXYGEN CONCENTRATOR | NON CRITICAL | XNUO | s33 | 0 | 36000 |  |  |  | UNDER BMC |  |  | WORKING | WORKING | 10-06-2023 | AOVPB019 - Akash | 10-06-2023 | AOVPB025 - BALINDER | 19-05-2023 | active |  |  |  | working
2110060371 | KAPURTHALA | DH | DH KAPURTHALA | STORE | OTHERS | OXYGEN CONCENTRATOR | NON CRITICAL | XNUO | s33 | 0 | 36000 |  |  |  | UNDER BMC |  |  | WORKING | WORKING | 10-06-2023 | AOVPB019 - Akash | 10-06-2023 | AOVPB025 - BALINDER | 19-05-2023 | active |  |  |  | working
2110060372 | KAPURTHALA | DH | DH KAPURTHALA | STORE | OTHERS | OXYGEN CONCENTRATOR | NON CRITICAL | XNUO | s33 | 0 | 36000 |  |  |  | UNDER BMC |  |  | WORKING | WORKING | 10-06-2023 | AOVPB019 - Akash | 10-06-2023 | AOVPB025 - BALINDER | 19-05-2023 | active |  |  |  | working
2110060373 | KAPURTHALA | DH | DH KAPURTHALA | STORE | OTHERS | OXYGEN CONCENTRATOR | NON CRITICAL | XNUO | s33 | 0 | 36000 |  |  |  | UNDER BMC |  |  | WORKING | WORKING | 10-06-2023 | AOVPB019 - Akash | 10-06-2023 | AOVPB025 - BALINDER | 19-05-2023 | active |  |  |  | working
2110060374 | KAPURTHALA | DH | DH KAPURTHALA | STORE | OTHERS | OXYGEN CONCENTRATOR | NON CRITICAL | XNUO | s33 | 0 | 36000 |  |  |  | UNDER BMC |  |  | WORKING | WORKING | 10-06-2023 | AOVPB019 - Akash | 10-06-2023 | AOVPB025 - BALINDER | 19-05-2023 | active |  |  |  | working
2110060375 | KAPURTHALA | DH | DH KAPURTHALA | STORE | OTHERS | OXYGEN CONCENTRATOR | NON CRITICAL | KONSUNG BIOMEDICAL | ksoc-10 | 0 | 77650 |  |  |  | UNDER BMC |  |  | WORKING | WORKING | 10-06-2023 | AOVPB019 - Akash | 10-06-2023 | AOVPB025 - BALINDER | 19-05-2023 | active |  |  |  | working
2110060376 | KAPURTHALA | DH | DH KAPURTHALA | STORE | OTHERS | OXYGEN CONCENTRATOR | NON CRITICAL | KONSUNG BIOMEDICAL | ksoc-10 | 0 | 77650 |  |  |  | UNDER BMC |  |  | WORKING | WORKING | 10-06-2023 | AOVPB019 - Akash | 10-06-2023 | AOVPB025 - BALINDER | 19-05-2023 | active |  |  |  | working
2110060377 | KAPURTHALA | DH | DH KAPURTHALA | STORE | OTHERS | OXYGEN CONCENTRATOR | NON CRITICAL | KONSUNG BIOMEDICAL | ksoc-10 | 0 | 77650 |  |  |  | UNDER BMC |  |  | WORKING | WORKING | 10-06-2023 | AOVPB019 - Akash | 10-06-2023 | AOVPB025 - BALINDER | 19-05-2023 | active |  |  |  | working
2110060378 | KAPURTHALA | DH | DH KAPURTHALA | STORE | OTHERS | OXYGEN CONCENTRATOR | NON CRITICAL | KONSUNG BIOMEDICAL | ksoc-10 | 0 | 77650 |  |  |  | UNDER BMC |  |  | WORKING | WORKING | 10-06-2023 | AOVPB019 - Akash | 10-06-2023 | AOVPB025 - BALINDER | 19-05-2023 | active |  |  |  | working
2110060379 | KAPURTHALA | DH | DH KAPURTHALA | STORE | OTHERS | OXYGEN CONCENTRATOR | NON CRITICAL | KONSUNG BIOMEDICAL | ksoc-10 | 0 | 77650 |  |  |  | UNDER BMC |  |  | WORKING | WORKING | 10-06-2023 | AOVPB019 - Akash | 10-06-2023 | AOVPB025 - BALINDER | 19-05-2023 | active |  |  |  | working
2110060380 | KAPURTHALA | DH | DH KAPURTHALA | STORE | OTHERS | OXYGEN CONCENTRATOR | NON CRITICAL | KONSUNG BIOMEDICAL | ksoc-10 | 0 | 77650 |  |  |  | UNDER BMC |  |  | WORKING | WORKING | 10-06-2023 | AOVPB019 - Akash | 10-06-2023 | AOVPB025 - BALINDER | 19-05-2023 | active |  |  |  | working
2110060381 | KAPURTHALA | DH | DH KAPURTHALA | STORE | OTHERS | OXYGEN CONCENTRATOR | NON CRITICAL | CHABAN GROUP | OXYTEC-8 | 0 | 36000 |  |  |  | UNDER BMC |  |  | WORKING | WORKING | 10-06-2023 | AOVPB019 - Akash | 10-06-2023 | AOVPB025 - BALINDER | 19-05-2023 | active |  |  |  | working
2110060382 | KAPURTHALA | DH | DH KAPURTHALA | STORE | OTHERS | OXYGEN CONCENTRATOR | NON CRITICAL | CHABAN GROUP | OXYTEC-8 | 0 | 36000 |  |  |  | UNDER BMC |  |  | WORKING | WORKING | 10-06-2023 | AOVPB019 - Akash | 10-06-2023 | AOVPB025 - BALINDER | 19-05-2023 | active |  |  |  | working
2110060383 | KAPURTHALA | DH | DH KAPURTHALA | STORE | OTHERS | OXYGEN CONCENTRATOR | NON CRITICAL | CHABAN GROUP | oxytec-8 | 0 | 36000 |  |  |  | UNDER BMC |  |  | WORKING | WORKING | 10-06-2023 | AOVPB019 - Akash | 10-06-2023 | AOVPB025 - BALINDER | 19-05-2023 | active |  |  |  | working
2110060384 | KAPURTHALA | DH | DH KAPURTHALA | STORE | OTHERS | OXYGEN CONCENTRATOR | NON CRITICAL | CHABAN GROUP | oxytec-8 | 0 | 36000 |  |  |  | UNDER BMC |  |  | WORKING | WORKING | 10-06-2023 | AOVPB019 - Akash | 10-06-2023 | AOVPB025 - BALINDER | 19-05-2023 | active |  |  |  | working
2110060385 | KAPURTHALA | DH | DH KAPURTHALA | STORE | OTHERS | OXYGEN CONCENTRATOR | NON CRITICAL | CHABAN GROUP | oxytec-8 | 0 | 36000 |  |  |  | UNDER BMC |  |  | WORKING | WORKING | 10-06-2023 | AOVPB019 - Akash | 10-06-2023 | AOVPB025 - BALINDER | 19-05-2023 | active |  |  |  | working
2110060386 | KAPURTHALA | DH | DH KAPURTHALA | STORE | OTHERS | OXYGEN CONCENTRATOR | NON CRITICAL | CHABAN GROUP | oxytec-8 | 0 | 36000 |  |  |  | UNDER BMC |  |  | WORKING | WORKING | 10-06-2023 | AOVPB019 - Akash | 10-06-2023 | AOVPB025 - BALINDER | 19-05-2023 | active |  |  |  | working
2110060388 | KAPURTHALA | DH | DH KAPURTHALA | STORE | OTHERS | OXYGEN CONCENTRATOR | NON CRITICAL | CHABAN GROUP | oxytec-8 | 0 | 36000 |  |  |  | UNDER BMC |  |  | WORKING | WORKING | 10-06-2023 | AOVPB019 - Akash | 10-06-2023 | AOVPB025 - BALINDER | 22-05-2023 | active
2110060389 | KAPURTHALA | DH | DH KAPURTHALA | STORE | OTHERS | OXYGEN CONCENTRATOR | NON CRITICAL | CHABAN GROUP | oxytec-8 | 0 | 36000 |  |  |  | UNDER BMC |  |  | WORKING | WORKING | 10-06-2023 | AOVPB057 - YOGESHWAR PAWA | 10-06-2023 | AOVPB025 - BALINDER | 22-05-2023 | active |  |  |  | working
2110060390 | KAPURTHALA | DH | DH KAPURTHALA | STORE | OTHERS | OXYGEN CONCENTRATOR | NON CRITICAL | CHABAN GROUP | oxytec-8 | 0 | 36000 |  |  |  | UNDER BMC |  |  | WORKING | WORKING | 10-06-2023 | AOVPB019 - Akash | 10-06-2023 | AOVPB025 - BALINDER | 22-05-2023 | active
2110060391 | KAPURTHALA | DH | DH KAPURTHALA | STORE | OTHERS | OXYGEN CONCENTRATOR | NON CRITICAL | CHABAN GROUP | oxytec-8 | 0 | 36000 |  |  |  | UNDER BMC |  |  | WORKING | WORKING | 10-06-2023 | AOVPB057 - YOGESHWAR PAWA | 10-06-2023 | AOVPB025 - BALINDER | 22-05-2023 | active |  |  |  | working
2110060393 | KAPURTHALA | DH | DH KAPURTHALA | STORE | OTHERS | OXYGEN CONCENTRATOR | NON CRITICAL | CHABAN GROUP | oxytec-8 | 0 | 36000 |  |  |  | UNDER BMC |  |  | WORKING | WORKING | 10-06-2023 | AOVPB057 - YOGESHWAR PAWA | 10-06-2023 | AOVPB025 - BALINDER | 22-05-2023 | active |  |  |  | working
2110060392 | KAPURTHALA | DH | DH KAPURTHALA | STORE | OTHERS | OXYGEN CONCENTRATOR | NON CRITICAL | CHABAN GROUP | oxytec-8 | 0 | 36000 |  |  |  | UNDER BMC |  |  | WORKING | WORKING | 10-06-2023 | AOVPB019 - Akash | 10-06-2023 | AOVPB025 - BALINDER | 22-05-2023 | active
2110060394 | KAPURTHALA | DH | DH KAPURTHALA | STORE | OTHERS | OXYGEN CONCENTRATOR | NON CRITICAL | CHABAN GROUP | oxytec-8 | 0 | 36000 |  |  |  | UNDER BMC |  |  | WORKING | WORKING | 10-06-2023 | AOVPB057 - YOGESHWAR PAWA | 10-06-2023 | AOVPB025 - BALINDER | 22-05-2023 | active |  |  |  | working
2110060396 | KAPURTHALA | DH | DH KAPURTHALA | STORE | OTHERS | OXYGEN CONCENTRATOR | NON CRITICAL | CHABAN GROUP | oxytec-8 | 0 | 36000 |  |  |  | UNDER BMC |  |  | WORKING | WORKING | 10-06-2023 | AOVPB057 - YOGESHWAR PAWA | 10-06-2023 | AOVPB025 - BALINDER | 22-05-2023 | active |  |  |  | working
2110060395 | KAPURTHALA | DH | DH KAPURTHALA | STORE | OTHERS | OXYGEN CONCENTRATOR | NON CRITICAL | CHABAN GROUP | oxytec-8 | 0 | 36000 |  |  |  | UNDER BMC |  |  | WORKING | WORKING | 10-06-2023 | AOVPB019 - Akash | 10-06-2023 | AOVPB025 - BALINDER | 22-05-2023 | active
2110060397 | KAPURTHALA | DH | DH KAPURTHALA | STORE | OTHERS | OXYGEN CONCENTRATOR | NON CRITICAL | CHABAN GROUP | oxytec-8 | 0 | 36000 |  |  |  | UNDER BMC |  |  | WORKING | WORKING | 10-06-2023 | AOVPB057 - YOGESHWAR PAWA | 10-06-2023 | AOVPB025 - BALINDER | 22-05-2023 | active |  |  |  | working
2110060398 | KAPURTHALA | DH | DH KAPURTHALA | STORE | OTHERS | OXYGEN CONCENTRATOR | NON CRITICAL | CHABAN GROUP | oxytec-8 | 0 | 36000 |  |  |  | UNDER BMC |  |  | WORKING | WORKING | 10-06-2023 | AOVPB019 - Akash | 10-06-2023 | AOVPB025 - BALINDER | 22-05-2023 | active
2110060399 | KAPURTHALA | DH | DH KAPURTHALA | STORE | OTHERS | OXYGEN CONCENTRATOR | NON CRITICAL | CHABAN GROUP | oxytec-8 | 0 | 36000 |  |  |  | UNDER BMC |  |  | WORKING | WORKING | 10-06-2023 | AOVPB019 - Akash | 10-06-2023 | AOVPB025 - BALINDER | 22-05-2023 | active
2110060400 | KAPURTHALA | DH | DH KAPURTHALA | STORE | OTHERS | OXYGEN CONCENTRATOR | NON CRITICAL | CHABAN GROUP | oxytec-8 | 0 | 36000 |  |  |  | UNDER BMC |  |  | WORKING | WORKING | 10-06-2023 | AOVPB019 - Akash | 10-06-2023 | AOVPB025 - BALINDER | 22-05-2023 | active
2110060401 | KAPURTHALA | DH | DH KAPURTHALA | STORE | OTHERS | OXYGEN CONCENTRATOR | NON CRITICAL | CAIRE | COMPANION ECO(5L) | 0 | 36000 |  |  |  | UNDER BMC |  |  | WORKING | WORKING | 10-06-2023 | AOVPB057 - YOGESHWAR PAWA | 10-06-2023 | AOVPB025 - BALINDER | 22-05-2023 | active |  |  |  | working
2110060402 | KAPURTHALA | DH | DH KAPURTHALA | STORE | OTHERS | OXYGEN CONCENTRATOR | NON CRITICAL | XNUO | Y4 | 0 | 36000 |  |  |  | UNDER BMC |  |  | WORKING | WORKING | 10-06-2023 | AOVPB019 - Akash | 10-06-2023 | AOVPB025 - BALINDER | 22-05-2023 | active
2110060404 | KAPURTHALA | DH | DH KAPURTHALA | STORE | OTHERS | OXYGEN CONCENTRATOR | NON CRITICAL | CAIRE | COMPANION ECO(5L) | 0 | 36000 |  |  |  | UNDER BMC |  |  | WORKING | WORKING | 10-06-2023 | AOVPB057 - YOGESHWAR PAWA | 10-06-2023 | AOVPB025 - BALINDER | 22-05-2023 | active |  |  |  | working
2110060403 | KAPURTHALA | DH | DH KAPURTHALA | STORE | OTHERS | OXYGEN CONCENTRATOR | NON CRITICAL | XNUO | s33 | 0 | 36000 |  |  |  | UNDER BMC |  |  | WORKING | WORKING | 10-06-2023 | AOVPB019 - Akash | 10-06-2023 | AOVPB025 - BALINDER | 22-05-2023 | active
2110060405 | KAPURTHALA | DH | DH KAPURTHALA | STORE | OTHERS | OXYGEN CONCENTRATOR | NON CRITICAL | XNUO | s33 | 0 | 36000 |  |  |  | UNDER BMC |  |  | WORKING | WORKING | 10-06-2023 | AOVPB019 - Akash | 10-06-2023 | AOVPB025 - BALINDER | 22-05-2023 | active
2110060406 | KAPURTHALA | DH | DH KAPURTHALA | STORE | OTHERS | OXYGEN CONCENTRATOR | NON CRITICAL | XNUO | s33 | 0 | 36000 |  |  |  | UNDER BMC |  |  | WORKING | WORKING | 10-06-2023 | AOVPB019 - Akash | 10-06-2023 | AOVPB025 - BALINDER | 22-05-2023 | active
2110060407 | KAPURTHALA | DH | DH KAPURTHALA | STORE | OTHERS | OXYGEN CONCENTRATOR | NON CRITICAL | XNUO | s33 | 0 | 36000 |  |  |  | UNDER BMC |  |  | WORKING | WORKING | 10-06-2023 | AOVPB057 - YOGESHWAR PAWA | 10-06-2023 | AOVPB025 - BALINDER | 22-05-2023 | active |  |  |  | working
2110060409 | KAPURTHALA | DH | DH KAPURTHALA | STORE | OTHERS | OXYGEN CONCENTRATOR | NON CRITICAL | XNUO | s33 | 0 | 36000 |  |  |  | UNDER BMC |  |  | WORKING | WORKING | 10-06-2023 | AOVPB057 - YOGESHWAR PAWA | 10-06-2023 | AOVPB025 - BALINDER | 22-05-2023 | active |  |  |  | working
2110060408 | KAPURTHALA | DH | DH KAPURTHALA | STORE | OTHERS | OXYGEN CONCENTRATOR | NON CRITICAL | XNUO | s33 | 0 | 36000 |  |  |  | UNDER BMC |  |  | WORKING | WORKING | 10-06-2023 | AOVPB019 - Akash | 10-06-2023 | AOVPB025 - BALINDER | 22-05-2023 | active
2110060410 | KAPURTHALA | DH | DH KAPURTHALA | STORE | OTHERS | OXYGEN CONCENTRATOR | NON CRITICAL | XNUO | s33 | 0 | 36000 |  |  |  | UNDER BMC |  |  | WORKING | WORKING | 10-06-2023 | AOVPB019 - Akash | 10-06-2023 | AOVPB025 - BALINDER | 22-05-2023 | active
2110060411 | KAPURTHALA | DH | DH KAPURTHALA | STORE | OTHERS | OXYGEN CONCENTRATOR | NON CRITICAL | XNUO | s33 | 0 | 36000 |  |  |  | UNDER BMC |  |  | WORKING | WORKING | 10-06-2023 | AOVPB057 - YOGESHWAR PAWA | 10-06-2023 | AOVPB025 - BALINDER | 22-05-2023 | active |  |  |  | working
2110060412 | KAPURTHALA | DH | DH KAPURTHALA | STORE | OTHERS | OXYGEN CONCENTRATOR | NON CRITICAL | XNUO | s33 | 0 | 36000 |  |  |  | UNDER BMC |  |  | WORKING | WORKING | 10-06-2023 | AOVPB019 - Akash | 10-06-2023 | AOVPB025 - BALINDER | 22-05-2023 | active
2110060413 | KAPURTHALA | DH | DH KAPURTHALA | STORE | OTHERS | OXYGEN CONCENTRATOR | NON CRITICAL | XNUO | s33 | 0 | 36000 |  |  |  | UNDER BMC |  |  | WORKING | WORKING | 10-06-2023 | AOVPB057 - YOGESHWAR PAWA | 10-06-2023 | AOVPB025 - BALINDER | 22-05-2023 | active |  |  |  | working
2110060414 | KAPURTHALA | DH | DH KAPURTHALA | STORE | OTHERS | OXYGEN CONCENTRATOR | NON CRITICAL | XNUO | s33 | 0 | 36000 |  |  |  | UNDER BMC |  |  | WORKING | WORKING | 10-06-2023 | AOVPB019 - Akash | 10-06-2023 | AOVPB025 - BALINDER | 22-05-2023 | active
2110060415 | KAPURTHALA | DH | DH KAPURTHALA | STORE | OTHERS | OXYGEN CONCENTRATOR | NON CRITICAL | XNUO | s33 | 0 | 36000 |  |  |  | UNDER BMC |  |  | WORKING | WORKING | 10-06-2023 | AOVPB057 - YOGESHWAR PAWA | 10-06-2023 | AOVPB025 - BALINDER | 22-05-2023 | active |  |  |  | working
2110060416 | KAPURTHALA | DH | DH KAPURTHALA | STORE | OTHERS | OXYGEN CONCENTRATOR | NON CRITICAL | XNUO | s33 | 0 | 36000 |  |  |  | UNDER BMC |  |  | WORKING | WORKING | 10-06-2023 | AOVPB019 - Akash | 10-06-2023 | AOVPB025 - BALINDER | 22-05-2023 | active
2110060417 | KAPURTHALA | DH | DH KAPURTHALA | STORE | OTHERS | OXYGEN CONCENTRATOR | NON CRITICAL | CHABAN GROUP | OXYTEC-8 | 0 | 36000 |  |  |  | UNDER BMC |  |  | WORKING | WORKING | 10-06-2023 | AOVPB019 - Akash | 10-06-2023 | AOVPB025 - BALINDER | 22-05-2023 | active
2110060418 | KAPURTHALA | DH | DH KAPURTHALA | STORE | LABORATORY | LAB REFRIGERATOR | NON CRITICAL | REMI | rlr400 | 0 | 72000 |  |  |  | UNDER BMC |  |  | WORKING | WORKING | 10-06-2023 | AOVPB019 - Akash | 10-06-2023 | AOVPB025 - BALINDER | 22-05-2023 | active
2110060333 | KAPURTHALA | DH | DH KAPURTHALA | ISOLATION | OTHERS | OXYGEN CONCENTRATOR | NON CRITICAL | DYNMED | DO2- 8AM | 0 | 36000 |  |  |  | UNDER BMC |  |  | WORKING | WORKING | 10-06-2023 | AOVPB057 - YOGESHWAR PAWA | 10-06-2023 | AOVPB025 - BALINDER | 22-05-2023 | active |  |  |  | working
5110120003 | KAPURTHALA | PHC | PHC SURKHPUR | LABORATORY | LABORATORY | ELECTRIC CENTRIFUGE TABLE TOP | NON CRITICAL | Others | na | 0 | 20000 |  |  |  | UNDER BMC |  |  | WORKING | WORKING | 09-06-2023 | AOVPB019 - Akash | 09-06-2023 | AOVPB025 - BALINDER | 26-05-2023 | active
5110120004 | KAPURTHALA | PHC | PHC SURKHPUR | LABOR ROOM | WARMER | RADIANT BABY WARMER | CRITICAL | PHOENIX MEDICAL SYSTEM(P) LTD. | IW 4000 | 0 | 69636 |  |  |  | UNDER BMC |  |  | WORKING | WORKING | 09-06-2023 | AOVPB019 - Akash | 09-06-2023 | AOVPB025 - BALINDER | 26-05-2023 | active
5110120005 | KAPURTHALA | PHC | PHC SURKHPUR | LABOR ROOM | STERILIZER | AUTOCLAVE-SMALL VERTICAL | NON CRITICAL | Others | na | 0 | 10000 |  |  |  | UNDER BMC |  |  | WORKING | WORKING | 09-06-2023 | AOVPB019 - Akash | 09-06-2023 | AOVPB025 - BALINDER | 26-05-2023 | active
5110120006 | KAPURTHALA | PHC | PHC SURKHPUR | LABOR ROOM | OTHERS | OXYGEN CONCENTRATOR | NON CRITICAL | DEVILBISS HEALTHCARE | 525DS | 0 | 36000 |  |  |  | UNDER BMC |  |  | WORKING | WORKING | 09-06-2023 | AOVPB019 - Akash | 09-06-2023 | AOVPB025 - BALINDER | 26-05-2023 | active
5110120007 | KAPURTHALA | PHC | PHC SURKHPUR | LABOR ROOM | OTHERS | OXYGEN CONCENTRATOR | NON CRITICAL | YUWELL | 7F-10 | 0 | 36000 |  |  |  | UNDER BMC |  |  | WORKING | WORKING | 09-06-2023 | AOVPB019 - Akash | 09-06-2023 | AOVPB025 - BALINDER | 26-05-2023 | active
5110120008 | KAPURTHALA | PHC | PHC SURKHPUR | LABOR ROOM | ASPIRATOR | SUCTION MACHINE | NON CRITICAL | SURGITECH | 222 | 0 | 10000 |  |  |  | UNDER BMC |  |  | WORKING | WORKING | 09-06-2023 | AOVPB019 - Akash | 09-06-2023 | AOVPB025 - BALINDER | 26-05-2023 | active
5110140001 | KAPURTHALA | PHC | PHC KHALU | OTHERS | OTHERS | OXYGEN CONCENTRATOR | NON CRITICAL | DEVILBISS HEALTHCARE | 525DS | 0 | 36000 |  |  |  | UNDER BMC |  |  | WORKING | WORKING | 08-06-2023 | AOVPB019 - Akash | 08-06-2023 | AOVPB025 - BALINDER | 31-05-2023 | active
5110130001 | KAPURTHALA | PHC | PHC BHANO LANGA | STORE | STERILIZER | AUTOCLAVE-SMALL VERTICAL | NON CRITICAL | TECHNO INDIA | na | 0 | 10000 |  |  |  | UNDER BMC |  |  | WORKING | WORKING | 08-06-2023 | AOVPB019 - Akash | 08-06-2023 | AOVPB025 - BALINDER | 31-05-2023 | active
5110130002 | KAPURTHALA | PHC | PHC BHANO LANGA | STORE | OTHERS | OXYGEN CONCENTRATOR | NON CRITICAL | MICROTEK | oxyflow 10m | 0 | 36000 |  |  |  | UNDER BMC |  |  | WORKING | WORKING | 08-06-2023 | AOVPB019 - Akash | 08-06-2023 | AOVPB025 - BALINDER | 31-05-2023 | active
5110130003 | KAPURTHALA | PHC | PHC BHANO LANGA | STORE | OTHERS | OXYGEN CONCENTRATOR | NON CRITICAL | MICROTEK | oxyflow 10m | 0 | 36000 |  |  |  | UNDER BMC |  |  | WORKING | WORKING | 08-06-2023 | AOVPB019 - Akash | 08-06-2023 | AOVPB025 - BALINDER | 31-05-2023 | active
5110130004 | KAPURTHALA | PHC | PHC BHANO LANGA | STORE | OTHERS | OXYGEN CONCENTRATOR | NON CRITICAL | DEVILBISS HEALTHCARE | 525DS | 0 | 36000 |  |  |  | UNDER BMC |  |  | WORKING | WORKING | 08-06-2023 | AOVPB019 - Akash | 08-06-2023 | AOVPB025 - BALINDER | 31-05-2023 | active
5110130006 | KAPURTHALA | PHC | PHC BHANO LANGA | LABORATORY | LABORATORY | ELECTRIC CENTRIFUGE TABLE TOP | NON CRITICAL | SWING | na | 0 | 20000 |  |  |  | UNDER BMC |  |  | WORKING | WORKING | 08-06-2023 | AOVPB019 - Akash | 08-06-2023 | AOVPB025 - BALINDER | 31-05-2023 | active
5110180001 | KAPURTHALA | PHC | PHC DIDWINDI | LABORATORY | LABORATORY | ELECTRIC CENTRIFUGE TABLE TOP | NON CRITICAL | Others | na | 0 | 20000 |  |  |  | UNDER BMC |  |  | WORKING | WORKING | 08-06-2023 | AOVPB019 - Akash | 08-06-2023 | AOVPB025 - BALINDER | 31-05-2023 | active
5110180002 | KAPURTHALA | PHC | PHC DIDWINDI | LABORATORY | MICROSCOPE | MICROSCOPE-MONOCULAR | NON CRITICAL | FOCUS INDIA OPTICS | MPM-2 | 0 | 30000 |  |  |  | UNDER BMC |  |  | WORKING | WORKING | 08-06-2023 | AOVPB019 - Akash | 08-06-2023 | AOVPB025 - BALINDER | 31-05-2023 | active
5110180003 | KAPURTHALA | PHC | PHC DIDWINDI | LABOR ROOM | WARMER | RADIANT BABY WARMER | CRITICAL | PHOENIX MEDICAL SYSTEM(P) LTD. | ocw100 | 0 | 69636 |  |  |  | UNDER BMC |  |  | WORKING | WORKING | 08-06-2023 | AOVPB019 - Akash | 08-06-2023 | AOVPB025 - BALINDER | 31-05-2023 | active
5110180004 | KAPURTHALA | PHC | PHC DIDWINDI | LABOR ROOM | OTHERS | OXYGEN CONCENTRATOR | NON CRITICAL | MICROTEK | oxyflow 10m | 0 | 36000 |  |  |  | UNDER BMC |  |  | WORKING | WORKING | 08-06-2023 | AOVPB019 - Akash | 08-06-2023 | AOVPB025 - BALINDER | 31-05-2023 | active
5110180005 | KAPURTHALA | PHC | PHC DIDWINDI | LABOR ROOM | STERILIZER | AUTOCLAVE-SMALL VERTICAL | NON CRITICAL | Others | na | 0 | 10000 |  |  |  | UNDER BMC |  |  | WORKING | WORKING | 08-06-2023 | AOVPB019 - Akash | 08-06-2023 | AOVPB025 - BALINDER | 31-05-2023 | active
5110180006 | KAPURTHALA | PHC | PHC DIDWINDI | STORE | OTHERS | OXYGEN CONCENTRATOR | NON CRITICAL | MICROTEK | oxyflow 1 | 0 | 36000 |  |  |  | UNDER BMC |  |  | WORKING | WORKING | 08-06-2023 | AOVPB019 - Akash | 08-06-2023 | AOVPB025 - BALINDER | 31-05-2023 | active
5110180007 | KAPURTHALA | PHC | PHC DIDWINDI | STORE | OTHERS | OXYGEN CONCENTRATOR | NON CRITICAL | YUWELL | 8F-5A | 0 | 38047 |  |  |  | UNDER BMC |  |  | WORKING | WORKING | 08-06-2023 | AOVPB019 - Akash | 08-06-2023 | AOVPB025 - BALINDER | 31-05-2023 | active
5110180008 | KAPURTHALA | PHC | PHC DIDWINDI | STORE | OTHERS | OXYGEN CONCENTRATOR | NON CRITICAL | YUWELL | 8F-5A | 0 | 38047 |  |  |  | UNDER BMC |  |  | WORKING | WORKING | 08-06-2023 | AOVPB019 - Akash | 08-06-2023 | AOVPB025 - BALINDER | 31-05-2023 | active
5110180009 | KAPURTHALA | PHC | PHC DIDWINDI | STORE | OTHERS | OXYGEN CONCENTRATOR | NON CRITICAL | DEVILBISS HEALTHCARE | 525DS | 0 | 36000 |  |  |  | UNDER BMC |  |  | WORKING | WORKING | 08-06-2023 | AOVPB019 - Akash | 08-06-2023 | AOVPB025 - BALINDER | 31-05-2023 | active
6110220001 | KAPURTHALA | UPHC | UPHC ARAIKA MOHALLA/ CIVIL DISPENSARY 2 | OPD | SCALE | BABY WEIGHING MACHINE | NON CRITICAL | PHOENIX MEDICAL SYSTEM(P) LTD. | nby 20 | 0 | 15000 |  |  |  | UNDER BMC |  |  | WORKING | WORKING | 08-06-2023 | AOVPB019 - Akash | 08-06-2023 | AOVPB025 - BALINDER | 01-06-2023 | active
6110220002 | KAPURTHALA | UPHC | UPHC ARAIKA MOHALLA/ CIVIL DISPENSARY 2 | OPD | STERILIZER | AUTOCLAVE-SMALL VERTICAL | NON CRITICAL | Others | na | 0 | 10000 |  |  |  | UNDER BMC |  |  | WORKING | WORKING | 08-06-2023 | AOVPB019 - Akash | 08-06-2023 | AOVPB025 - BALINDER | 01-06-2023 | active
6110220003 | KAPURTHALA | UPHC | UPHC ARAIKA MOHALLA/ CIVIL DISPENSARY 2 | OPD | OTHERS | OXYGEN CONCENTRATOR | NON CRITICAL | DEVILBISS HEALTHCARE | 525DS | 0 | 36000 |  |  |  | UNDER BMC |  |  | WORKING | WORKING | 08-06-2023 | AOVPB019 - Akash | 08-06-2023 | AOVPB025 - BALINDER | 01-06-2023 | active
6110220005 | KAPURTHALA | UPHC | UPHC ARAIKA MOHALLA/ CIVIL DISPENSARY 2 | LABORATORY | LABORATORY | LAB INCUBATOR | NON CRITICAL | BACTERIOLOGICAL INCUBATOR | na | 0 | 48000 |  |  |  | UNDER BMC |  |  | WORKING | WORKING | 07-06-2023 | AOVPB019 - Akash | 07-06-2023 | AOVPB025 - BALINDER | 01-06-2023 | active
5110200001 | KAPURTHALA | PHC | PHC SAPRORE | GENERAL OPD | OTHERS | OXYGEN CONCENTRATOR | NON CRITICAL | DEVILBISS HEALTHCARE | 525DS | 0 | 36000 |  |  |  | UNDER BMC |  |  | WORKING | WORKING | 07-06-2023 | AOVPB019 - Akash | 07-06-2023 | AOVPB025 - BALINDER | 02-06-2023 | active
5110200002 | KAPURTHALA | PHC | PHC SAPRORE | GENERAL OPD | OTHERS | OXYGEN CONCENTRATOR | NON CRITICAL | MICROTEK | oxyflow 10M | 0 | 36000 |  |  |  | UNDER BMC |  |  | WORKING | WORKING | 07-06-2023 | AOVPB019 - Akash | 07-06-2023 | AOVPB025 - BALINDER | 02-06-2023 | active
5110200003 | KAPURTHALA | PHC | PHC SAPRORE | GENERAL OPD | OTHERS | OXYGEN CONCENTRATOR | NON CRITICAL | MICROTEK | oxyflow 10M | 0 | 36000 |  |  |  | UNDER BMC |  |  | WORKING | WORKING | 07-06-2023 | AOVPB019 - Akash | 07-06-2023 | AOVPB025 - BALINDER | 02-06-2023 | active
5110170005 | KAPURTHALA | PHC | PHC ATHOLI | MALE MEDICAL WARD-1 | OTHERS | OXYGEN CONCENTRATOR | NON CRITICAL | DEVILBISS HEALTHCARE | 525DS | 0 | 36000 |  |  |  | UNDER BMC |  |  | WORKING | WORKING | 07-06-2023 | AOVPB019 - Akash | 07-06-2023 | AOVPB025 - BALINDER | 02-06-2023 | active
5110170006 | KAPURTHALA | PHC | PHC ATHOLI | MALE MEDICAL WARD-1 | OTHERS | OXYGEN CONCENTRATOR | NON CRITICAL | YUWELL | 7F-10 | 0 | 36000 |  |  |  | UNDER BMC |  |  | WORKING | WORKING | 07-06-2023 | AOVPB019 - Akash | 07-06-2023 | AOVPB025 - BALINDER | 02-06-2023 | active
5110160003 | KAPURTHALA | PHC | PHC RAIPUR KAMOBOA/RANIPUR | LABORATORY | LABORATORY | PHOTOELECTRIC COLORIMETER | NON CRITICAL | BEACON DIAGONSTIC PVT LTD | octa-1 | 0 | 6000 |  |  |  | UNDER BMC |  |  | WORKING | WORKING | 07-06-2023 | AOVPB019 - Akash | 07-06-2023 | AOVPB025 - BALINDER | 03-06-2023 | active
2110060356 | KAPURTHALA | DH | DH KAPURTHALA | PHYSIOTHERAPY | PHYSIOTHERAPY | TRANSCUTANEOUS ELECTRICAL NERVE STIMULATOR (TENS) | NON CRITICAL | ATS | NA | 0 | 33075 |  |  |  | UNDER BMC |  |  | WORKING | WORKING | 07-06-2023 | AOVPB057 - YOGESHWAR PAWA | 07-06-2023 | AOVPB025 - BALINDER | 20-05-2023 | active |  |  |  | not working
2110060289 | KAPURTHALA | DH | DH KAPURTHALA | PHYSIOTHERAPY | PHYSIOTHERAPY | TREADMILL MACHINE | NON CRITICAL | VIVA MEDITEK | MES-148 | 0 | 134600 |  |  |  | UNDER BMC |  |  | WORKING | WORKING | 07-06-2023 | AOVPB057 - YOGESHWAR PAWA | 07-06-2023 | AOVPB025 - BALINDER | 13-05-2023 | active |  |  |  | working
2110060160 | KAPURTHALA | DH | DH KAPURTHALA | SNCU | VENTILATOR | VENTILATOR | CRITICAL | HAMILTON MEDICAL AG | HAMILTON C-1 | 0 | 1430000 |  |  |  | UNDER BMC |  |  | WORKING | WORKING | 07-06-2023 | AOVPB025 - BALINDER | 07-06-2023 | AOVPB025 - BALINDER | 13-05-2023 | active
2110060158 | KAPURTHALA | DH | DH KAPURTHALA | SNCU | VENTILATOR | VENTILATOR | CRITICAL | HAMILTON MEDICAL AG | HAMILTON C-1 | 0 | 1430000 |  |  |  | UNDER BMC |  |  | WORKING | WORKING | 07-06-2023 | AOVPB025 - BALINDER | 07-06-2023 | AOVPB025 - BALINDER | 13-05-2023 | active
2110060159 | KAPURTHALA | DH | DH KAPURTHALA | SNCU | VENTILATOR | VENTILATOR | CRITICAL | HAMILTON MEDICAL AG | HAMILTON C-1 | 0 | 1430000 |  |  |  | UNDER BMC |  |  | WORKING | WORKING | 07-06-2023 | AOVPB025 - BALINDER | 07-06-2023 | AOVPB025 - BALINDER | 13-05-2023 | active
2110060161 | KAPURTHALA | DH | DH KAPURTHALA | SNCU | VENTILATOR | VENTILATOR | CRITICAL | HAMILTON MEDICAL AG | HAMILTON C-1 | 0 | 1430000 |  |  |  | UNDER BMC |  |  | WORKING | WORKING | 07-06-2023 | AOVPB025 - BALINDER | 07-06-2023 | AOVPB025 - BALINDER | 13-05-2023 | active
2110060358 | KAPURTHALA | DH | DH KAPURTHALA | EMERGENCY | VENTILATOR | VENTILATOR | CRITICAL | MEDITEC ENGLAND | MEDITEC-1700 | 0 | 550790 |  |  |  | UNDER BMC |  |  | WORKING | WORKING | 07-06-2023 | AOVPB057 - YOGESHWAR PAWA | 07-06-2023 | AOVPB025 - BALINDER | 19-05-2023 | active |  |  |  | working
2110060354 | KAPURTHALA | DH | DH KAPURTHALA | MORTUARY | OTHERS | MORTUARY FREEZER | NON CRITICAL | JINDAL | na | 0 | 333000 |  |  |  | UNDER BMC |  |  | WORKING | WORKING | 06-06-2023 | AOVPB057 - YOGESHWAR PAWA | 06-06-2023 | AOVPB025 - BALINDER | 17-05-2023 | active |  |  |  | working
2110060255 | KAPURTHALA | DH | DH KAPURTHALA | IMMUNIZATION DEPTT (PP UNIT) | SURGICAL | LAPAROSCOPE | NON CRITICAL | KARL STORZ | na | 0 | 2425000 |  |  |  | UNDER BMC |  |  | WORKING | WORKING | 06-06-2023 | AOVPB057 - YOGESHWAR PAWA | 06-06-2023 | AOVPB025 - BALINDER | 13-05-2023 | active |  |  |  | working
2110060256 | KAPURTHALA | DH | DH KAPURTHALA | IMMUNIZATION DEPTT (PP UNIT) | SURGICAL | LAPAROSCOPE | NON CRITICAL | KARL STORZ | na | 0 | 2425000 |  |  |  | UNDER BMC |  |  | WORKING | WORKING | 06-06-2023 | AOVPB057 - YOGESHWAR PAWA | 06-06-2023 | AOVPB025 - BALINDER | 13-05-2023 | active |  |  |  | not working
2110060359 | KAPURTHALA | DH | DH KAPURTHALA | DIALYSIS | OTHERS | IN ARM BLOOD PRESSURE RECORDER UNIT | NON CRITICAL | A&D MEDICAL | TM2657p | 0 | 205357 |  |  |  | UNDER BMC | 13-09-2021 | 12-09-2024 | WORKING | WORKING | 06-06-2023 | AOVPB057 - YOGESHWAR PAWA | 06-06-2023 | AOVPB025 - BALINDER | 19-05-2023 | active |  |  |  | calibration required
2110060297 | KAPURTHALA | DH | DH KAPURTHALA | SNCU | AUDIOMETER | HEARING SCREENER-SOHUM | NON CRITICAL | SOHUM | SHSPRO5 | 0 | 354500 |  |  |  | UNDER BMC |  |  | WORKING | WORKING | 06-06-2023 | AOVPB057 - YOGESHWAR PAWA | 06-06-2023 | AOVPB025 - BALINDER | 13-05-2023 | active |  |  |  | working
2110060308 | KAPURTHALA | DH | DH KAPURTHALA | EYE OT | MICROSCOPE | MICROSCOPE( OPERATING MICROSCOPE-ENT) | CRITICAL | BHARAT ELECTRONICS | na | 0 | 700000 |  |  |  | UNDER BMC |  |  | TO BE CONDEMNED | TO BE CONDEMNED | 06-06-2023 | AOVPB057 - YOGESHWAR PAWA | 06-06-2023 | AOVPB025 - BALINDER | 13-05-2023 | Inactive |  |  |  | not working
5110170007 | KAPURTHALA | PHC | PHC ATHOLI | MALE MEDICAL WARD-1 | CARDIOLOGY | ECG MACHINE | CRITICAL | SHRIYAN | tm-3b | 0 | 60000 |  |  |  | UNDER BMC |  |  | WORKING | WORKING | 06-06-2023 | AOVPB019 - Akash | 06-06-2023 | AOVPB025 - BALINDER | 02-06-2023 | active
2110060239 | KAPURTHALA | DH | DH KAPURTHALA | NTEP (TB DEPTT) | LABORATORY | DISTIL WATER UNIT | NON CRITICAL | Others | na | 0 | 25000 |  |  |  | UNDER BMC |  |  | TO BE CONDEMNED | TO BE CONDEMNED | 06-06-2023 | AOVPB019 - Akash | 06-06-2023 | AOVPB025 - BALINDER | 01-06-2023 | Inactive
2110060357 | KAPURTHALA | DH | DH KAPURTHALA | PHYSIOTHERAPY | PHYSIOTHERAPY | DIGITAL ULTRASONIC THERAPY UNIT | NON CRITICAL | SHORYA INTERNATIONAL | nIL | 0 | 60000 |  |  |  | UNDER BMC |  |  | TO BE CONDEMNED | TO BE CONDEMNED | 06-06-2023 | AOVPB057 - YOGESHWAR PAWA | 06-06-2023 | AOVPB025 - BALINDER | 19-05-2023 | Inactive |  |  |  | not working
2110060355 | KAPURTHALA | DH | DH KAPURTHALA | PHYSIOTHERAPY | PHYSIOTHERAPY | DIGITAL CERVICAL AND LUMBER TRACTION | NON CRITICAL | LOCAL | na | 0 | 35000 |  |  |  | UNDER BMC |  |  | WORKING | WORKING | 06-06-2023 | AOVPB057 - YOGESHWAR PAWA | 06-06-2023 | AOVPB025 - BALINDER | 19-05-2023 | active |  |  |  | not working
2110060422 | KAPURTHALA | DH | DH KAPURTHALA | GYNAE OT | SCALE | BABY WEIGHING MACHINE | NON CRITICAL | PHOENIX MEDICAL SYSTEM(P) LTD. | nby 20 | 0 | 15000 |  |  |  | UNDER BMC |  |  | WORKING | WORKING | 06-06-2023 | AOVPB019 - Akash | 06-06-2023 | AOVPB025 - BALINDER | 01-06-2023 | active
2110060280 | KAPURTHALA | DH | DH KAPURTHALA | MAIN OT | CARDIOLOGY | DEFIBRILATOR | CRITICAL | NIHON KOHDEN | TEC-5631 | 0 | 548000 |  |  |  | UNDER BMC |  |  | WORKING | WORKING | 05-06-2023 | AOVPB057 - YOGESHWAR PAWA | 05-06-2023 | AOVPB025 - BALINDER | 12-05-2023 | active |  |  |  | working
2110060420 | KAPURTHALA | DH | DH KAPURTHALA | ICU | RESPIRATORY | CPAP | CRITICAL | RESMED | aircurve 10 | 0 | 250000 |  |  |  | UNDER BMC |  |  | WORKING | WORKING | 05-06-2023 | AOVPB019 - Akash | 05-06-2023 | AOVPB025 - BALINDER | 29-05-2023 | active
2110060421 | KAPURTHALA | DH | DH KAPURTHALA | ICU | RESPIRATORY | CPAP | CRITICAL | RESMED | Aircurve 10 | 0 | 250000 |  |  |  | UNDER BMC |  |  | WORKING | WORKING | 05-06-2023 | AOVPB019 - Akash | 05-06-2023 | AOVPB025 - BALINDER | 29-05-2023 | active
2110060298 | KAPURTHALA | DH | DH KAPURTHALA | SNCU | SNCU | CPAP | CRITICAL | BMC MEDICAL CO. LTD. | E-20A-H-O | 0 | 200000 |  |  |  | UNDER BMC |  |  | WORKING | WORKING | 05-06-2023 | AOVPB057 - YOGESHWAR PAWA | 05-06-2023 | AOVPB025 - BALINDER | 13-05-2023 | active |  |  |  | working
2110060299 | KAPURTHALA | DH | DH KAPURTHALA | SNCU | SNCU | CPAP | CRITICAL | BMC MEDICAL CO. LTD. | E-20A-H-O | 0 | 200000 |  |  |  | UNDER BMC |  |  | WORKING | WORKING | 05-06-2023 | AOVPB057 - YOGESHWAR PAWA | 05-06-2023 | AOVPB025 - BALINDER | 13-05-2023 | active |  |  |  | working
2110060305 | KAPURTHALA | DH | DH KAPURTHALA | MAIN OT | SURGICAL | SURGICAL ELECTRIC CAUTERY | CRITICAL | ALAN ELECTRONIC SYSTEM | elsy- 360l | 0 | 79420 |  |  |  | UNDER BMC |  |  | WORKING | WORKING | 05-06-2023 | AOVPB019 - Akash | 05-06-2023 | AOVPB025 - BALINDER | 13-05-2023 | active
2110060361 | KAPURTHALA | DH | DH KAPURTHALA | OT | RADIOLOGY | C-ARM MACHINE (ORTHO OT) | CRITICAL | MEDICO | surgico-60d-hf | 0 | 595000 |  |  |  | UNDER BMC |  |  | WORKING | WORKING | 05-06-2023 | AOVPB057 - YOGESHWAR PAWA | 05-06-2023 | AOVPB025 - BALINDER | 19-05-2023 | active |  |  |  | not working
2110060307 | KAPURTHALA | DH | DH KAPURTHALA | EYE OT | VENTILATOR | BOYLES APPARATUS | NON CRITICAL | Others | na | 0 | 60000 |  |  |  | UNDER BMC |  |  | WORKING | WORKING | 05-06-2023 | AOVPB019 - Akash | 05-06-2023 | AOVPB025 - BALINDER | 13-05-2023 | active
2110060310 | KAPURTHALA | DH | DH KAPURTHALA | ICU | LABORATORY | BLOOD GAS ANALYZER | CRITICAL | ABBOTT | i-start 1 analyzer | 0 | 746000 |  |  |  | UNDER BMC |  |  | WORKING | WORKING | 05-06-2023 | AOVPB019 - Akash | 05-06-2023 | AOVPB025 - BALINDER | 16-05-2023 | active
5110170003 | KAPURTHALA | PHC | PHC ATHOLI | LABORATORY | LABORATORY | LAB INCUBATOR | NON CRITICAL | SITLAY INDIA | na | 0 | 48000 |  |  |  | UNDER BMC |  |  | WORKING | WORKING | 05-06-2023 | AOVPB019 - Akash | 05-06-2023 | AOVPB025 - BALINDER | 02-06-2023 | active
6110230001 | KAPURTHALA | UPHC | UPHC HADIABAD PHAGWARA | LABORATORY | LABORATORY | LAB INCUBATOR | NON CRITICAL | LOCAL | na | 0 | 48000 |  |  |  | UNDER BMC |  |  | WORKING | WORKING | 05-06-2023 | AOVPB019 - Akash | 05-06-2023 | AOVPB025 - BALINDER | 03-06-2023 | active
2110060387 | KAPURTHALA | DH | DH KAPURTHALA | LABORATORY | LABORATORY | BLOOD CELL COUNTER | CRITICAL | HORIBA | ABX micros ES 60 | 0 | 247500 |  |  |  | UNDER BMC |  |  | WORKING | WORKING | 05-06-2023 | AOVPB057 - YOGESHWAR PAWA | 05-06-2023 | AOVPB025 - BALINDER | 19-05-2023 | active |  |  |  | working
5110120001 | KAPURTHALA | PHC | PHC SURKHPUR | LABORATORY | LABORATORY | MICROSCOPE-BINOCULAR | NON CRITICAL | RADICAL | Rxl-4b | 0 | 30000 |  |  |  | UNDER BMC |  |  | WORKING | WORKING | 05-06-2023 | AOVPB019 - Akash | 05-06-2023 | AOVPB025 - BALINDER | 26-05-2023 | active
5110120002 | KAPURTHALA | PHC | PHC SURKHPUR | LABORATORY | LABORATORY | MICROSCOPE-BINOCULAR | NON CRITICAL | RADICAL | Rxl-5b | 0 | 30000 |  |  |  | UNDER BMC |  |  | WORKING | WORKING | 05-06-2023 | AOVPB019 - Akash | 05-06-2023 | AOVPB025 - BALINDER | 26-05-2023 | active
6110220004 | KAPURTHALA | UPHC | UPHC ARAIKA MOHALLA/ CIVIL DISPENSARY 2 | LABORATORY | LABORATORY | MICROSCOPE-BINOCULAR | NON CRITICAL | RADICAL | Rxl-4B | 0 | 30000 |  |  |  | UNDER BMC |  |  | WORKING | WORKING | 05-06-2023 | AOVPB019 - Akash | 05-06-2023 | AOVPB025 - BALINDER | 01-06-2023 | active
5110150002 | KAPURTHALA | PHC | PHC PALHI | LABORATORY | LABORATORY | MICROSCOPE-BINOCULAR | NON CRITICAL | RADICAL | rxl4 | 0 | 30000 |  |  |  | UNDER BMC |  |  | WORKING | WORKING | 05-06-2023 | AOVPB019 - Akash | 05-06-2023 | AOVPB025 - BALINDER | 02-06-2023 | active
5110170004 | KAPURTHALA | PHC | PHC ATHOLI | LABORATORY | MICROSCOPE | MICROSCOPE-MONOCULAR | NON CRITICAL | FOCUS INDIA OPTICS | MPM-2 | 0 | 30000 |  |  |  | UNDER BMC |  |  | WORKING | WORKING | 05-06-2023 | AOVPB019 - Akash | 05-06-2023 | AOVPB025 - BALINDER | 02-06-2023 | active
5110160001 | KAPURTHALA | PHC | PHC RAIPUR KAMOBOA/RANIPUR | LABORATORY | MICROSCOPE | MICROSCOPE-MONOCULAR | NON CRITICAL | FOCUS INDIA OPTICS | MPM-2 | 0 | 30000 |  |  |  | UNDER BMC |  |  | WORKING | WORKING | 05-06-2023 | AOVPB019 - Akash | 05-06-2023 | AOVPB025 - BALINDER | 03-06-2023 | active
6110230003 | KAPURTHALA | UPHC | UPHC HADIABAD PHAGWARA | LABORATORY | LABORATORY | MICROSCOPE-BINOCULAR | NON CRITICAL | RADICAL | rxl-4B | 0 | 30000 |  |  |  | UNDER BMC |  |  | WORKING | WORKING | 05-06-2023 | AOVPB019 - Akash | 05-06-2023 | AOVPB025 - BALINDER | 03-06-2023 | active
5110170001 | KAPURTHALA | PHC | PHC ATHOLI | LABORATORY | LABORATORY | ELECTRIC CENTRIFUGE TABLE TOP | NON CRITICAL | Others | na | 0 | 20000 |  |  |  | UNDER BMC |  |  | WORKING | WORKING | 05-06-2023 | AOVPB019 - Akash | 05-06-2023 | AOVPB025 - BALINDER | 02-06-2023 | active
5110160002 | KAPURTHALA | PHC | PHC RAIPUR KAMOBOA/RANIPUR | LABORATORY | LABORATORY | ELECTRIC CENTRIFUGE TABLE TOP | NON CRITICAL | Others | na | 0 | 20000 |  |  |  | UNDER BMC |  |  | WORKING | WORKING | 05-06-2023 | AOVPB019 - Akash | 05-06-2023 | AOVPB025 - BALINDER | 03-06-2023 | active
6110230002 | KAPURTHALA | UPHC | UPHC HADIABAD PHAGWARA | LABORATORY | LABORATORY | ELECTRIC CENTRIFUGE TABLE TOP | NON CRITICAL | LOCAL | na | 0 | 20000 |  |  |  | UNDER BMC |  |  | WORKING | WORKING | 05-06-2023 | AOVPB019 - Akash | 05-06-2023 | AOVPB025 - BALINDER | 03-06-2023 | active
5110150001 | KAPURTHALA | PHC | PHC PALHI | LABORATORY | LABORATORY | BLOOD CELL COUNTER | CRITICAL | NIHON KOHDEN | mek 1305 | 0 | 327000 |  |  |  | UNDER WARRANTY | 09-01-2023 | 08-01-2025 | WORKING | WORKING | 05-06-2023 | AOVPB019 - Akash | 05-06-2023 | AOVPB025 - BALINDER | 02-06-2023 | active
5110200004 | KAPURTHALA | PHC | PHC SAPRORE | LABORATORY | LABORATORY | BLOOD CELL COUNTER | CRITICAL | NIHON KOHDEN | mek 1305 | 0 | 327000 |  |  |  | UNDER WARRANTY | 09-01-2023 | 08-01-2025 | WORKING | WORKING | 05-06-2023 | AOVPB019 - Akash | 05-06-2023 | AOVPB025 - BALINDER | 02-06-2023 | active
5110170002 | KAPURTHALA | PHC | PHC ATHOLI | LABORATORY | LABORATORY | BLOOD CELL COUNTER | CRITICAL | NIHON KOHDEN | mek 1305 | 0 | 327000 |  |  |  | UNDER WARRANTY | 09-01-2023 | 08-01-2025 | WORKING | WORKING | 05-06-2023 | AOVPB019 - Akash | 05-06-2023 | AOVPB025 - BALINDER | 02-06-2023 | active
2110060257 | KAPURTHALA | DH | DH KAPURTHALA | LABORATORY | MICROSCOPE | MICROSCOPE-BINOCULAR | NON CRITICAL | Others | NA | 0 | 30000 |  |  |  | UNDER BMC |  |  | WORKING | WORKING | 01-05-2023 | AOVPB019 - Akash | 01-05-2023 | AOVPB025 - BALINDER | 18-04-2023 | active
3110100165 | KAPURTHALA | SDH | SDH PHAGWARA | MORTUARY | OTHERS | MORTUARY FREEZER | NON CRITICAL | JINDAL | NA | 0 | 333000 |  |  |  | UNDER BMC |  |  | WORKING | WORKING | 15-03-2023 | AOVPB052 - KAPIL KUMAR | 15-03-2023 | AOVPB025 - BALINDER | 14-03-2023 | active
2110060006 | KAPURTHALA | DH | DH KAPURTHALA | RADIOLOGY | RADIOLOGY | X RAY MACHINE-100mA (RADIOLOGY) | NON CRITICAL | BPL MEDICAL TECHNOLOGIES PVT LTD | bpl mrad 100 | 0 | 168000 |  |  |  | UNDER BMC |  |  | WORKING | WORKING | 10-03-2023 | AOVPB019 - Akash | 10-03-2023 | AOVPB025 - BALINDER | 10-03-2023 | active
2110060249 | KAPURTHALA | DH | DH KAPURTHALA | MMU | RADIOLOGY | AUTOMATIC FILM PROCESSOR | NON CRITICAL | PROMAX | na | 0 | 231000 |  |  |  | UNDER BMC |  |  | WORKING | WORKING | 06-03-2023 | AOVPB019 - Akash | 06-03-2023 | AOVPB025 - BALINDER | 04-03-2023 | active
2110060224 | KAPURTHALA | DH | DH KAPURTHALA | ICTC | LABORATORY | ELECTRIC CENTRIFUGE TABLE TOP | NON CRITICAL | REMI | R-8c plus | 0 | 42000 |  |  |  | UNDER BMC |  |  | WORKING | WORKING | 06-03-2023 | AOVPB019 - Akash | 06-03-2023 | AOVPB025 - BALINDER | 04-03-2023 | active
2110060250 | KAPURTHALA | DH | DH KAPURTHALA | MMU | CARDIOLOGY | ECG MACHINE | CRITICAL | MEDICAID SYSTEM | cardiofaxD3R | 0 | 22000 |  |  |  | UNDER BMC |  |  | WORKING | WORKING | 04-03-2023 | AOVPB019 - Akash | 04-03-2023 | AOVPB025 - BALINDER | 04-03-2023 | active
2110060248 | KAPURTHALA | DH | DH KAPURTHALA | MMU | LABORATORY | SEMI AUTO ANALYZER | NON CRITICAL | TRANSASIA BIOMEDICAL LTD/SYSMEX CORPORATION | chem 5x | 0 | 100000 |  |  |  | UNDER BMC |  |  | WORKING | WORKING | 04-03-2023 | AOVPB019 - Akash | 04-03-2023 | AOVPB025 - BALINDER | 04-03-2023 | active
2110060247 | KAPURTHALA | DH | DH KAPURTHALA | MMU | RADIOLOGY | X RAY MACHINE-60mA (RADIOLOGY) | CRITICAL | MEDITRONICS | diagnox .4003 | 0 | 225000 |  |  |  | UNDER BMC |  |  | TO BE CONDEMNED | TO BE CONDEMNED | 04-03-2023 | AOVPB019 - Akash | 04-03-2023 | AOVPB025 - BALINDER | 04-03-2023 | Inactive
3110110123 | KAPURTHALA | SDH | SDH SULTANPUR LODHI | LABOR ROOM | WARMER | RADIANT BABY WARMER | CRITICAL | PHOENIX MEDICAL SYSTEM(P) LTD. | ocw 100 | 0 | 69636 |  |  |  | UNDER BMC |  |  | WORKING | WORKING | 01-03-2023 | AOVPB019 - Akash | 01-03-2023 | AOVPB025 - BALINDER | 28-02-2023 | active
2110060191 | KAPURTHALA | DH | DH KAPURTHALA | EYE OT | MICROSCOPE | MICROSCOPE (OPERATING MICROSCOPE-EYE) | CRITICAL | HS MOLLER-WEDEL INTERNATIONAL | moller corella xy | 0 | 719816 |  |  |  | UNDER BMC |  |  | WORKING | WORKING | 23-02-2023 | AOVPB019 - Akash | 23-02-2023 | AOVPB025 - BALINDER | 07-01-2023 | active
2110060071 | KAPURTHALA | DH | DH KAPURTHALA | BLOOD BANK | BLOOD BANK | APHERESIS MACHINE | CRITICAL | FRESENIUS MEDICAL CARE AG & CO. KGAA | Com. tec | 0 | 2945000 |  |  |  | UNDER BMC |  |  | WORKING | WORKING | 23-02-2023 | AOVPB005 - PAPPU KUMAR | 23-02-2023 | AOVPB025 - BALINDER | 11-01-2023 | active |  |  |  | working condition
2110060078 | KAPURTHALA | DH | DH KAPURTHALA | BLOOD BANK | LABORATORY | PLATELET INCUBATOR & AGITATOR | NON CRITICAL | REMI | PI10-Ultra | 0 | 180000 |  |  |  | UNDER BMC |  |  | WORKING | WORKING | 23-02-2023 | AOVPB005 - PAPPU KUMAR | 23-02-2023 | AOVPB025 - BALINDER | 11-01-2023 | active |  |  |  | working condition
2110060079 | KAPURTHALA | DH | DH KAPURTHALA | BLOOD BANK | LABORATORY | CRYOPRECIPITATE BATH | NON CRITICAL | REMI | CB704 | 0 | 147807 |  |  |  | UNDER BMC |  |  | WORKING | WORKING | 23-02-2023 | AOVPB005 - PAPPU KUMAR | 23-02-2023 | AOVPB025 - BALINDER | 11-01-2023 | active |  |  |  | working condition
2110060097 | KAPURTHALA | DH | DH KAPURTHALA | BLOOD BANK | LABORATORY | ELISA MICROTITER PLATE READER | NON CRITICAL | MERIL DIAGNOSTICS PVT. LTD | MERILYZER | 0 | 269100 |  |  |  | UNDER BMC |  |  | WORKING | WORKING | 23-02-2023 | AOVPB005 - PAPPU KUMAR | 23-02-2023 | AOVPB025 - BALINDER | 11-01-2023 | active |  |  |  | working condition
2110060100 | KAPURTHALA | DH | DH KAPURTHALA | BLOOD BANK | LABORATORY | WATER BATH | NON CRITICAL | VIKRANT SCIENTIFIC WORKS PVT. LTD. | na | 0 | 30000 |  |  |  | UNDER BMC |  |  | WORKING | WORKING | 23-02-2023 | AOVPB005 - PAPPU KUMAR | 23-02-2023 | AOVPB025 - BALINDER | 11-01-2023 | active |  |  |  | working condition
2110060080 | KAPURTHALA | DH | DH KAPURTHALA | BLOOD BANK | OTHERS | THAWING BATH | NON CRITICAL | REMI | CB705 | 0 | 109978 |  |  |  | UNDER BMC |  |  | WORKING | WORKING | 23-02-2023 | AOVPB005 - PAPPU KUMAR | 23-02-2023 | AOVPB025 - BALINDER | 11-01-2023 | active |  |  |  | working condition
2110060090 | KAPURTHALA | DH | DH KAPURTHALA | BLOOD BANK | BLOOD BANK | BLOOD DONOR COUCH | NON CRITICAL | LOCAL | na | 0 | 110000 |  |  |  | UNDER BMC |  |  | WORKING | WORKING | 23-02-2023 | AOVPB005 - PAPPU KUMAR | 23-02-2023 | AOVPB025 - BALINDER | 11-01-2023 | active |  |  |  | working condition
2110060089 | KAPURTHALA | DH | DH KAPURTHALA | BLOOD BANK | BLOOD BANK | BLOOD DONOR COUCH | NON CRITICAL | LOCAL | na | 0 | 110000 |  |  |  | UNDER BMC |  |  | WORKING | WORKING | 23-02-2023 | AOVPB005 - PAPPU KUMAR | 23-02-2023 | AOVPB025 - BALINDER | 11-01-2023 | active |  |  |  | working condition
2110060076 | KAPURTHALA | DH | DH KAPURTHALA | BLOOD BANK | BLOOD BANK | BLOOD DONOR COUCH | NON CRITICAL | TERUMO PENPOL | DC200 | 0 | 90000 |  |  |  | UNDER BMC |  |  | WORKING | WORKING | 23-02-2023 | AOVPB005 - PAPPU KUMAR | 23-02-2023 | AOVPB025 - BALINDER | 11-01-2023 | active |  |  |  | working condition
2110060180 | KAPURTHALA | DH | DH KAPURTHALA | SNCU | PUMP INFUSION | SYRINGE PUMP | NON CRITICAL | MEDCAPTAIN MEDICAL TECHNOLGY PVT.LTD. | mp-30 | 0 | 39500 |  |  |  | UNDER BMC |  |  | WORKING | WORKING | 23-02-2023 | AOVPB019 - Akash | 23-02-2023 | AOVPB025 - BALINDER | 12-01-2023 | active
2110060181 | KAPURTHALA | DH | DH KAPURTHALA | SNCU | PUMP INFUSION | SYRINGE PUMP | NON CRITICAL | MEDCAPTAIN MEDICAL TECHNOLGY PVT.LTD. | mp-30 | 0 | 39500 |  |  |  | UNDER BMC |  |  | WORKING | WORKING | 23-02-2023 | AOVPB019 - Akash | 23-02-2023 | AOVPB025 - BALINDER | 12-01-2023 | active
2110060201 | KAPURTHALA | DH | DH KAPURTHALA | GENERAL SURGERY OT | OTHERS | LAPAROSCOPE | NON CRITICAL | RICHARD WOLF | NA | 0 | 3405290 |  |  |  | UNDER BMC |  |  | WORKING | WORKING | 23-02-2023 | AOVPB019 - Akash | 23-02-2023 | AOVPB025 - BALINDER | 14-01-2023 | active
2110060074 | KAPURTHALA | DH | DH KAPURTHALA | BLOOD BANK | BLOOD BANK | BLOOD BANK REFRIGERATOR | CRITICAL | REMI | NA | 0 | 151272 |  |  |  | UNDER BMC |  |  | WORKING | WORKING | 23-02-2023 | AOVPB005 - PAPPU KUMAR | 23-02-2023 | AOVPB025 - BALINDER | 11-01-2023 | active |  |  |  | working condition
2110060086 | KAPURTHALA | DH | DH KAPURTHALA | BLOOD BANK | BLOOD BANK | BLOOD BANK REFRIGERATOR | CRITICAL | HAIER | Na | 0 | 290000 |  |  |  | UNDER BMC |  |  | WORKING | WORKING | 23-02-2023 | AOVPB005 - PAPPU KUMAR | 23-02-2023 | AOVPB025 - BALINDER | 11-01-2023 | active |  |  |  | working condition
2110060099 | KAPURTHALA | DH | DH KAPURTHALA | BLOOD BANK | LABORATORY | ELECTRIC CENTRIFUGE TABLE TOP | NON CRITICAL | LOCAL | na | 0 | 20000 |  |  |  | UNDER BMC |  |  | WORKING | WORKING | 23-02-2023 | AOVPB005 - PAPPU KUMAR | 23-02-2023 | AOVPB025 - BALINDER | 11-01-2023 | active |  |  |  | working condition
2110060072 | KAPURTHALA | DH | DH KAPURTHALA | BLOOD BANK | OTHERS | OXYGEN CONCENTRATOR | NON CRITICAL | XNUO | S33 | 0 | 36000 |  |  |  | UNDER BMC |  |  | WORKING | WORKING | 23-02-2023 | AOVPB005 - PAPPU KUMAR | 23-02-2023 | AOVPB025 - BALINDER | 11-01-2023 | active |  |  |  | working condition
2110060092 | KAPURTHALA | DH | DH KAPURTHALA | BLOOD BANK | OTHERS | OXYGEN CONCENTRATOR | NON CRITICAL | XNUO | S33 | 0 | 36000 |  |  |  | UNDER BMC |  |  | WORKING | WORKING | 23-02-2023 | AOVPB005 - PAPPU KUMAR | 23-02-2023 | AOVPB025 - BALINDER | 11-01-2023 | active |  |  |  | working condition
2110060128 | KAPURTHALA | DH | DH KAPURTHALA | EMERGENCY RECOVERY | OTHERS | OXYGEN CONCENTRATOR | NON CRITICAL | XNUO | Y4 | 0 | 36000 |  |  |  | UNDER BMC |  |  | WORKING | WORKING | 23-02-2023 | AOVPB019 - Akash | 23-02-2023 | AOVPB025 - BALINDER | 12-01-2023 | active
2110060130 | KAPURTHALA | DH | DH KAPURTHALA | EMERGENCY RECOVERY | OTHERS | OXYGEN CONCENTRATOR | NON CRITICAL | EMG TECHNOLOGY | CTB01-A01 | 0 | 39725 |  |  |  | UNDER BMC |  |  | WORKING | WORKING | 23-02-2023 | AOVPB019 - Akash | 23-02-2023 | AOVPB025 - BALINDER | 12-01-2023 | active
2110060135 | KAPURTHALA | DH | DH KAPURTHALA | EMERGENCY RECOVERY | OTHERS | OXYGEN CONCENTRATOR | NON CRITICAL | XNUO | Y4 | 0 | 36000 |  |  |  | UNDER BMC |  |  | WORKING | WORKING | 23-02-2023 | AOVPB019 - Akash | 23-02-2023 | AOVPB025 - BALINDER | 12-01-2023 | active
2110060136 | KAPURTHALA | DH | DH KAPURTHALA | EMERGENCY RECOVERY | OTHERS | OXYGEN CONCENTRATOR | NON CRITICAL | EMG TECHNOLOGY | CTB01-A01 | 0 | 39725 |  |  |  | UNDER BMC |  |  | WORKING | WORKING | 23-02-2023 | AOVPB019 - Akash | 23-02-2023 | AOVPB025 - BALINDER | 12-01-2023 | active
2110060197 | KAPURTHALA | DH | DH KAPURTHALA | GENERAL SURGERY OT | MONITOR | MULTIPARA MONITOR | CRITICAL | PHILIPS | MAX 500 | 0 | 529100 |  |  |  | UNDER BMC |  |  | WORKING | WORKING | 23-02-2023 | AOVPB019 - Akash | 23-02-2023 | AOVPB025 - BALINDER | 14-01-2023 | active
2110060196 | KAPURTHALA | DH | DH KAPURTHALA | GENERAL SURGERY OT | MONITOR | MULTIPARA MONITOR | CRITICAL | PHILIPS | NA | 0 | 529100 |  |  |  | UNDER BMC |  |  | WORKING | WORKING | 23-02-2023 | AOVPB019 - Akash | 23-02-2023 | AOVPB025 - BALINDER | 14-01-2023 | active
2110060183 | KAPURTHALA | DH | DH KAPURTHALA | EYE O. P. D | OPTHALMOLOGY | OCT MACHINE | CRITICAL | CARL ZEISS MEDITEC AG | 500 | 0 | 3320000 |  |  |  | UNDER BMC |  |  | WORKING | WORKING | 23-02-2023 | AOVPB019 - Akash | 23-02-2023 | AOVPB025 - BALINDER | 16-01-2023 | active
2110060186 | KAPURTHALA | DH | DH KAPURTHALA | EYE O. P. D | OPTHALMOLOGY | SLIT LAMP | NON CRITICAL | SHIN NIPPON | sl-203 | 0 | 670972 |  |  |  | UNDER BMC |  |  | WORKING | WORKING | 23-02-2023 | AOVPB019 - Akash | 23-02-2023 | AOVPB025 - BALINDER | 16-01-2023 | active
2110060226 | KAPURTHALA | DH | DH KAPURTHALA | PHYSIOTHERAPY | PHYSIOTHERAPY | COMPUTERIZED ICL TRACTION | NON CRITICAL | SHORYA INTERNATIONAL | na | 0 | 35000 |  |  |  | UNDER BMC |  |  | WORKING | WORKING | 23-02-2023 | AOVPB019 - Akash | 23-02-2023 | AOVPB025 - BALINDER | 16-01-2023 | active
2110060229 | KAPURTHALA | DH | DH KAPURTHALA | PHYSIOTHERAPY | PHYSIOTHERAPY | MULTIPLE EXERCISE CHAIR | NON CRITICAL | Others | na | 0 | 28700 |  |  |  | UNDER BMC |  |  | WORKING | WORKING | 23-02-2023 | AOVPB019 - Akash | 23-02-2023 | AOVPB025 - BALINDER | 16-01-2023 | active
2110060232 | KAPURTHALA | DH | DH KAPURTHALA | PHYSIOTHERAPY | PHYSIOTHERAPY | SHOULDER WHEEL | NON CRITICAL | Others | na | 0 | 15000 |  |  |  | UNDER BMC |  |  | WORKING | WORKING | 23-02-2023 | AOVPB019 - Akash | 23-02-2023 | AOVPB025 - BALINDER | 16-01-2023 | active
2110060211 | KAPURTHALA | DH | DH KAPURTHALA | LABOR ROOM | GYNAECOLOGY | CARDIO TOCOGRAPHY (CTG) MACHINE | NON CRITICAL | PHILIPS | fm 30 | 0 | 485000 |  |  |  | UNDER BMC |  |  | WORKING | WORKING | 23-02-2023 | AOVPB019 - Akash | 23-02-2023 | AOVPB025 - BALINDER | 18-01-2023 | active
2110060227 | KAPURTHALA | DH | DH KAPURTHALA | PHYSIOTHERAPY | PHYSIOTHERAPY | ULTRASOUND THERAPY UNIT | NON CRITICAL | PHYSIO MEDICYS | Iemp 3029 | 0 | 60000 |  |  |  | UNDER BMC |  |  | WORKING | WORKING | 23-02-2023 | AOVPB019 - Akash | 23-02-2023 | AOVPB025 - BALINDER | 19-01-2023 | active
2110060228 | KAPURTHALA | DH | DH KAPURTHALA | PHYSIOTHERAPY | PHYSIOTHERAPY | TRANSCUTANEOUS ELECTRICAL NERVE STIMULATOR (TENS) | NON CRITICAL | PHYSIO MEDICYS | NA | 0 | 33075 |  |  |  | UNDER BMC |  |  | WORKING | WORKING | 23-02-2023 | AOVPB019 - Akash | 23-02-2023 | AOVPB025 - BALINDER | 19-01-2023 | active
2110060148 | KAPURTHALA | DH | DH KAPURTHALA | DIALYSIS | OTHERS | REVERSE OSMOSIS PLANT (RO PLANT) | CRITICAL | HI TECH | ro 250lph | 0 | 163004 |  |  |  | UNDER BMC |  |  | WORKING | WORKING | 23-02-2023 | AOVPB019 - Akash | 23-02-2023 | AOVPB025 - BALINDER | 12-01-2023 | active
2110060209 | KAPURTHALA | DH | DH KAPURTHALA | GENERAL SURGERY OT | MONITOR | MULTIPARA MONITOR | CRITICAL | PHILIPS | MAX 500 | 0 | 529100 |  |  |  | UNDER BMC |  |  | WORKING | WORKING | 23-02-2023 | AOVPB019 - Akash | 23-02-2023 | AOVPB025 - BALINDER | 15-01-2023 | active
2110060187 | KAPURTHALA | DH | DH KAPURTHALA | EYE O. P. D | OPTHALMOLOGY | EYE REFRACTION UNIT | NON CRITICAL | APPASAMY ASSOCIATES | aaru 2000 | 0 | 94500 |  |  |  | UNDER BMC |  |  | WORKING | WORKING | 23-02-2023 | AOVPB019 - Akash | 23-02-2023 | AOVPB025 - BALINDER | 16-01-2023 | active
2110060184 | KAPURTHALA | DH | DH KAPURTHALA | EYE O. P. D | OPTHALMOLOGY | ND YAG LASER | NON CRITICAL | NIDEK CO LTD | yc-1800 | 0 | 3122752 |  |  |  | UNDER BMC |  |  | WORKING | WORKING | 23-02-2023 | AOVPB019 - Akash | 23-02-2023 | AOVPB025 - BALINDER | 16-01-2023 | active
2110060168 | KAPURTHALA | DH | DH KAPURTHALA | SNCU | WARMER | RADIANT BABY WARMER | CRITICAL | PHOENIX MEDICAL SYSTEM(P) LTD. | nws 102 | 0 | 69636 |  |  |  | UNDER BMC |  |  | WORKING | WORKING | 23-02-2023 | AOVPB019 - Akash | 23-02-2023 | AOVPB025 - BALINDER | 12-01-2023 | active
2110060206 | KAPURTHALA | DH | DH KAPURTHALA | MAIN OT | TABLE | OPERATION TABLE (HYDRAULIC) | NON CRITICAL | Others | na | 0 | 34335 |  |  |  | UNDER BMC |  |  | WORKING | WORKING | 23-02-2023 | AOVPB019 - Akash | 23-02-2023 | AOVPB025 - BALINDER | 18-01-2023 | active
2110060202 | KAPURTHALA | DH | DH KAPURTHALA | GENERAL SURGERY OT | RADIOLOGY | C-ARM MACHINE (ORTHO OT) | CRITICAL | ALLENGERS | Hf-49 | 0 | 810798 |  |  |  | UNDER BMC |  |  | WORKING | WORKING | 23-02-2023 | AOVPB019 - Akash | 23-02-2023 | AOVPB025 - BALINDER | 14-01-2023 | active
2110060077 | KAPURTHALA | DH | DH KAPURTHALA | BLOOD BANK | LABORATORY | BIOSAFETY CABINET | CRITICAL | MICROFLOW | na | 0 | 370000 |  |  |  | UNDER BMC |  |  | WORKING | WORKING | 23-02-2023 | AOVPB005 - PAPPU KUMAR | 23-02-2023 | AOVPB025 - BALINDER | 11-01-2023 | active |  |  |  | working condition
2110060104 | KAPURTHALA | DH | DH KAPURTHALA | MICROBIOLOGY | LABORATORY | BIOSAFETY CABINET | CRITICAL | ESCO | Sentinel gold | 0 | 370000 |  |  |  | UNDER BMC |  |  | WORKING | WORKING | 23-02-2023 | AOVPB005 - PAPPU KUMAR | 23-02-2023 | AOVPB025 - BALINDER | 11-01-2023 | active |  |  |  | working Condition
2110060107 | KAPURTHALA | DH | DH KAPURTHALA | MICROBIOLOGY | LABORATORY | BOD(COOLING) INCUBATOR | NON CRITICAL | SUSWOX | SK109 | 0 | 91352 |  |  |  | UNDER BMC |  |  | WORKING | WORKING | 23-02-2023 | AOVPB005 - PAPPU KUMAR | 23-02-2023 | AOVPB025 - BALINDER | 11-01-2023 | active |  |  |  | working Condition
2110060083 | KAPURTHALA | DH | DH KAPURTHALA | BLOOD BANK | BLOOD BANK | BOD(COOLING) INCUBATOR | NON CRITICAL | REMI | CI6 | 0 | 130000 |  |  |  | UNDER BMC |  |  | WORKING | WORKING | 23-02-2023 | AOVPB005 - PAPPU KUMAR | 23-02-2023 | AOVPB025 - BALINDER | 11-01-2023 | active |  |  |  | working condition
2110060082 | KAPURTHALA | DH | DH KAPURTHALA | BLOOD BANK | BLOOD BANK | BOD(COOLING) INCUBATOR | NON CRITICAL | REMI | CI6 | 0 | 130000 |  |  |  | UNDER BMC |  |  | WORKING | WORKING | 23-02-2023 | AOVPB005 - PAPPU KUMAR | 23-02-2023 | AOVPB025 - BALINDER | 11-01-2023 | active |  |  |  | working condition
2110060095 | KAPURTHALA | DH | DH KAPURTHALA | BLOOD BANK | LABORATORY | BLOOD COLLECTION MONITOR | NON CRITICAL | CENTRON | Accumix | 0 | 130000 |  |  |  | UNDER BMC |  |  | WORKING | WORKING | 23-02-2023 | AOVPB005 - PAPPU KUMAR | 23-02-2023 | AOVPB025 - BALINDER | 11-01-2023 | active |  |  |  | working condition
2110060091 | KAPURTHALA | DH | DH KAPURTHALA | BLOOD BANK | LABORATORY | BLOOD COLLECTION MONITOR | NON CRITICAL | REMI | BCM 10 Ultra | 0 | 102000 |  |  |  | UNDER BMC |  |  | WORKING | WORKING | 23-02-2023 | AOVPB005 - PAPPU KUMAR | 23-02-2023 | AOVPB025 - BALINDER | 11-01-2023 | active |  |  |  | working condition
2110060231 | KAPURTHALA | DH | DH KAPURTHALA | PHYSIOTHERAPY | PHYSIOTHERAPY | SHORTWAVE DIATHERMY | NON CRITICAL | HMS MEDICAL SYSTEM | INDOTHERM | 0 | 83000 |  |  |  | UNDER BMC |  |  | WORKING | WORKING | 23-02-2023 | AOVPB019 - Akash | 23-02-2023 | AOVPB025 - BALINDER | 16-01-2023 | active
2110060167 | KAPURTHALA | DH | DH KAPURTHALA | SNCU | WARMER | RADIANT BABY WARMER | CRITICAL | PHOENIX MEDICAL SYSTEM(P) LTD. | nws 102 | 0 | 69636 |  |  |  | UNDER BMC |  |  | WORKING | WORKING | 23-02-2023 | AOVPB019 - Akash | 23-02-2023 | AOVPB025 - BALINDER | 12-01-2023 | active
2110060169 | KAPURTHALA | DH | DH KAPURTHALA | SNCU | WARMER | RADIANT BABY WARMER | CRITICAL | PHOENIX MEDICAL SYSTEM(P) LTD. | nws 102 | 0 | 69636 |  |  |  | UNDER BMC |  |  | WORKING | WORKING | 23-02-2023 | AOVPB019 - Akash | 23-02-2023 | AOVPB025 - BALINDER | 12-01-2023 | active
2110060207 | KAPURTHALA | DH | DH KAPURTHALA | MAIN OT | CARDIOLOGY | DEFIBRILATOR | CRITICAL | PHYSIO CONTROL | 20e | 0 | 719000 |  |  |  | UNDER BMC |  |  | WORKING | WORKING | 23-02-2023 | AOVPB019 - Akash | 23-02-2023 | AOVPB025 - BALINDER | 18-01-2023 | active
2110060182 | KAPURTHALA | DH | DH KAPURTHALA | EYE O. P. D | OPTHALMOLOGY | FUNDUS CAMERA | NON CRITICAL | FORUS HEALTH | 3 NETRA CLASSIC | 0 | 578571 |  |  |  | UNDER BMC |  |  | WORKING | WORKING | 23-02-2023 | AOVPB019 - Akash | 23-02-2023 | AOVPB025 - BALINDER | 16-01-2023 | active
2110060109 | KAPURTHALA | DH | DH KAPURTHALA | MICROBIOLOGY | STERILIZER | AUTOCLAVE-SMALL VERTICAL | NON CRITICAL | LOCAL | NA | 0 | 10000 |  |  |  | UNDER BMC |  |  | WORKING | WORKING | 23-02-2023 | AOVPB005 - PAPPU KUMAR | 23-02-2023 | AOVPB025 - BALINDER | 11-01-2023 | active |  |  |  | working Condition
2110060108 | KAPURTHALA | DH | DH KAPURTHALA | MICROBIOLOGY | BLOOD BANK | DEEP FREEZER-80 | CRITICAL | THERMO FISHER SCIENTIFIC | 902SS | 0 | 550000 |  |  |  | UNDER BMC |  |  | TO BE CONDEMNED | TO BE CONDEMNED | 23-02-2023 | AOVPB005 - PAPPU KUMAR | 23-02-2023 | AOVPB025 - BALINDER | 11-01-2023 | Inactive |  |  |  | not in working Condition
2110060087 | KAPURTHALA | DH | DH KAPURTHALA | BLOOD BANK | BLOOD BANK | DEEP FREEZER-40 | CRITICAL | REMI | RPF- 336 | 0 | 265000 |  |  |  | UNDER BMC |  |  | WORKING | WORKING | 23-02-2023 | AOVPB005 - PAPPU KUMAR | 23-02-2023 | AOVPB025 - BALINDER | 11-01-2023 | active |  |  |  | working condition
2110060111 | KAPURTHALA | DH | DH KAPURTHALA | MICROBIOLOGY | LABORATORY | DEEP FREEZER-20 | NON CRITICAL | HAIER | HBC200 | 0 | 105340 |  |  |  | UNDER BMC |  |  | WORKING | WORKING | 23-02-2023 | AOVPB005 - PAPPU KUMAR | 23-02-2023 | AOVPB025 - BALINDER | 11-01-2023 | active |  |  |  | working Condition
2110060110 | KAPURTHALA | DH | DH KAPURTHALA | MICROBIOLOGY | LABORATORY | DEEP FREEZER-20 | NON CRITICAL | VESTFROST DENMARK | NA | 0 | 105340 |  |  |  | UNDER BMC |  |  | TO BE CONDEMNED | TO BE CONDEMNED | 23-02-2023 | AOVPB005 - PAPPU KUMAR | 23-02-2023 | AOVPB025 - BALINDER | 11-01-2023 | Inactive |  |  |  | NOT WORKING
2110060075 | KAPURTHALA | DH | DH KAPURTHALA | BLOOD BANK | BLOOD BANK | BLOOD BANK REFRIGERATOR | CRITICAL | REMI | NA | 0 | 151272 |  |  |  | UNDER BMC |  |  | WORKING | WORKING | 23-02-2023 | AOVPB019 - Akash | 23-02-2023 | AOVPB025 - BALINDER | 07-01-2023 | active
2110060093 | KAPURTHALA | DH | DH KAPURTHALA | BLOOD BANK | LABORATORY | BLOOD BANK REFRIGERATOR | CRITICAL | ELECTROLUX | ML150 | 0 | 200000 |  |  |  | UNDER BMC |  |  | WORKING | WORKING | 23-02-2023 | AOVPB005 - PAPPU KUMAR | 23-02-2023 | AOVPB025 - BALINDER | 11-01-2023 | active |  |  |  | not in working condition
2110060112 | KAPURTHALA | DH | DH KAPURTHALA | MICROBIOLOGY | LABORATORY | LAB REFRIGERATOR | NON CRITICAL | REMI | RLR-400 | 0 | 72000 |  |  |  | UNDER BMC |  |  | WORKING | WORKING | 23-02-2023 | AOVPB005 - PAPPU KUMAR | 23-02-2023 | AOVPB025 - BALINDER | 11-01-2023 | active |  |  |  | working Condition
2110060115 | KAPURTHALA | DH | DH KAPURTHALA | LABORATORY | LABORATORY | LAB REFRIGERATOR | NON CRITICAL | REMI | RLR-400 | 0 | 72000 |  |  |  | UNDER BMC |  |  | WORKING | WORKING | 23-02-2023 | AOVPB005 - PAPPU KUMAR | 23-02-2023 | AOVPB025 - BALINDER | 11-01-2023 | active |  |  |  | working condition
2110060105 | KAPURTHALA | DH | DH KAPURTHALA | MICROBIOLOGY | LABORATORY | HOT AIR OVEN | NON CRITICAL | S.M SCIENTIFIC | sml 118 | 0 | 24996 |  |  |  | UNDER BMC |  |  | WORKING | WORKING | 23-02-2023 | AOVPB019 - Akash | 23-02-2023 | AOVPB025 - BALINDER | 12-01-2023 | active
2110060081 | KAPURTHALA | DH | DH KAPURTHALA | BLOOD BANK | LABORATORY | BLOOD CELL COUNTER | CRITICAL | HORIBA | Abx micros Es60 | 0 | 247500 |  |  |  | UNDER BMC |  |  | WORKING | WORKING | 23-02-2023 | AOVPB005 - PAPPU KUMAR | 23-02-2023 | AOVPB025 - BALINDER | 11-01-2023 | active |  |  |  | working condition
2110060178 | KAPURTHALA | DH | DH KAPURTHALA | SNCU | PHOTOTHERAPY | PHOTOTHERAPY UNIT (SINGLE SURFACE) | CRITICAL | Others | na | 0 | 35000 |  |  |  | UNDER BMC |  |  | WORKING | WORKING | 23-02-2023 | AOVPB019 - Akash | 23-02-2023 | AOVPB025 - BALINDER | 12-01-2023 | active
2110060176 | KAPURTHALA | DH | DH KAPURTHALA | SNCU | PHOTOTHERAPY | PHOTOTHERAPY UNIT (SINGLE SURFACE) | CRITICAL | PHOENIX MEDICAL SYSTEM(P) LTD. | na | 0 | 67950 |  |  |  | UNDER BMC |  |  | WORKING | WORKING | 23-02-2023 | AOVPB019 - Akash | 23-02-2023 | AOVPB025 - BALINDER | 12-01-2023 | active
2110060177 | KAPURTHALA | DH | DH KAPURTHALA | SNCU | PHOTOTHERAPY | PHOTOTHERAPY UNIT (SINGLE SURFACE) | CRITICAL | PHOENIX MEDICAL SYSTEM(P) LTD. | cfl 101 | 0 | 67950 |  |  |  | UNDER BMC |  |  | WORKING | WORKING | 23-02-2023 | AOVPB019 - Akash | 23-02-2023 | AOVPB025 - BALINDER | 12-01-2023 | active
2110060179 | KAPURTHALA | DH | DH KAPURTHALA | SNCU | PHOTOTHERAPY | PHOTOTHERAPY UNIT (SINGLE SURFACE) | CRITICAL | PHOENIX MEDICAL SYSTEM(P) LTD. | na | 0 | 67950 |  |  |  | UNDER BMC |  |  | WORKING | WORKING | 23-02-2023 | AOVPB019 - Akash | 23-02-2023 | AOVPB025 - BALINDER | 12-01-2023 | active
3110110014 | KAPURTHALA | SDH | SDH SULTANPUR LODHI | RADIOLOGY | RADIOLOGY | X RAY MACHINE-300mA (RADIOLOGY) | CRITICAL | ALLENGERS | 325 FC HT | 0 | 314000 |  |  |  | UNDER BMC |  |  | WORKING | WORKING | 22-02-2023 | AOVPB019 - Akash | 22-02-2023 | AOVPB025 - BALINDER | 27-01-2023 | active
3110110013 | KAPURTHALA | SDH | SDH SULTANPUR LODHI | RADIOLOGY | RADIOLOGY | X RAY MACHINE-300mA (RADIOLOGY) | NON CRITICAL | EPSILON | Ep corsa 15/32/40/50/65/80Rf | 0 | 602000 |  |  |  | UNDER BMC |  |  | WORKING | WORKING | 22-02-2023 | AOVPB019 - Akash | 22-02-2023 | AOVPB025 - BALINDER | 27-01-2023 | active
2110060145 | KAPURTHALA | DH | DH KAPURTHALA | DENTAL OPD | DENTAL | DENTAL X-RAY MACHINE | NON CRITICAL | MEDITRONICS | medico -10d | 0 | 125000 |  |  |  | UNDER BMC |  |  | WORKING | WORKING | 22-02-2023 | AOVPB019 - Akash | 22-02-2023 | AOVPB025 - BALINDER | 12-01-2023 | active
3110110015 | KAPURTHALA | SDH | SDH SULTANPUR LODHI | ICTC | CARDIOLOGY | ECG MACHINE | CRITICAL | RMS | vesta301i | 0 | 47952 |  |  |  | UNDER BMC |  |  | WORKING | WORKING | 22-02-2023 | AOVPB019 - Akash | 22-02-2023 | AOVPB025 - BALINDER | 03-02-2023 | active
2110060098 | KAPURTHALA | DH | DH KAPURTHALA | BLOOD BANK | LABORATORY | ELISA READER & WASHER | NON CRITICAL | TRANSASIA BIOMEDICAL LTD/SYSMEX CORPORATION | LISA WASH | 0 | 246225 |  |  |  | UNDER BMC |  |  | WORKING | WORKING | 22-02-2023 | AOVPB005 - PAPPU KUMAR | 22-02-2023 | AOVPB025 - BALINDER | 11-01-2023 | active |  |  |  | working condition
2110060101 | KAPURTHALA | DH | DH KAPURTHALA | MICROBIOLOGY | LABORATORY | ELISA READER & WASHER | NON CRITICAL | TRANSASIA BIOMEDICAL LTD/SYSMEX CORPORATION | ERBA LISA WASH | 0 | 246225 |  |  |  | UNDER BMC |  |  | WORKING | WORKING | 22-02-2023 | AOVPB005 - PAPPU KUMAR | 22-02-2023 | AOVPB025 - BALINDER | 11-01-2023 | active |  |  |  | working Condition
2110060188 | KAPURTHALA | DH | DH KAPURTHALA | EYE O. P. D | OPTHALMOLOGY | A SCAN BIO-METER | NON CRITICAL | BIOMEDIX | ECHORULE 2 | 0 | 303570 |  |  |  | UNDER BMC |  |  | WORKING | WORKING | 22-02-2023 | AOVPB019 - Akash | 22-02-2023 | AOVPB025 - BALINDER | 13-01-2023 | active
3110110119 | KAPURTHALA | SDH | SDH SULTANPUR LODHI | EYE O. P. D | OPTHALMOLOGY | A SCAN BIO-METER | NON CRITICAL | BIOMEDIX | echorule2 | 0 | 303570 |  |  |  | UNDER BMC |  |  | WORKING | WORKING | 22-02-2023 | AOVPB019 - Akash | 22-02-2023 | AOVPB025 - BALINDER | 09-02-2023 | active
2110060185 | KAPURTHALA | DH | DH KAPURTHALA | EYE O. P. D | OPTHALMOLOGY | AUTO REFRACTORMETER WITH KERATOMETER | NON CRITICAL | UNICOS CO. LTD | URK -700 | 0 | 189000 |  |  |  | UNDER BMC |  |  | WORKING | WORKING | 22-02-2023 | AOVPB019 - Akash | 22-02-2023 | AOVPB025 - BALINDER | 13-01-2023 | active
3110110120 | KAPURTHALA | SDH | SDH SULTANPUR LODHI | EYE O. P. D | OPTHALMOLOGY | AUTO REFRACTORMETER WITH KERATOMETER | NON CRITICAL | HUVITZ CO. LTD. | HRK-8000A | 0 | 449000 |  |  |  | UNDER BMC |  |  | WORKING | WORKING | 22-02-2023 | AOVPB019 - Akash | 22-02-2023 | AOVPB025 - BALINDER | 09-02-2023 | active
2110060189 | KAPURTHALA | DH | DH KAPURTHALA | EYE O. P. D | OPTHALMOLOGY | LENSOMETER | NON CRITICAL | SHIGIYA MACHINERY WORKS LTD. | gl 7700 | 0 | 175000 |  |  |  | UNDER BMC |  |  | WORKING | WORKING | 22-02-2023 | AOVPB019 - Akash | 22-02-2023 | AOVPB025 - BALINDER | 13-01-2023 | active
3110110121 | KAPURTHALA | SDH | SDH SULTANPUR LODHI | EYE O. P. D | OPTHALMOLOGY | LENSOMETER | NON CRITICAL | SHIGIYA MACHINERY WORKS LTD. | Gl-7700 | 0 | 175000 |  |  |  | UNDER BMC |  |  | WORKING | WORKING | 22-02-2023 | AOVPB019 - Akash | 22-02-2023 | AOVPB025 - BALINDER | 09-02-2023 | active
2110060205 | KAPURTHALA | DH | DH KAPURTHALA | GENERAL SURGERY OT | TABLE | OPERATION TABLE (ELECTRO-HYDRAULIC) | NON CRITICAL | GALAXY INDIA | ASIRA-SL ADVANCE | 0 | 375000 |  |  |  | UNDER BMC |  |  | WORKING | WORKING | 22-02-2023 | AOVPB019 - Akash | 22-02-2023 | AOVPB025 - BALINDER | 14-01-2023 | active
2110060194 | KAPURTHALA | DH | DH KAPURTHALA | EYE OT | TABLE | EYE OT TABLE | NON CRITICAL | APPASAMY ASSOCIATES | AAOT | 0 | 73583 |  |  |  | UNDER BMC |  |  | WORKING | WORKING | 22-02-2023 | AOVPB019 - Akash | 22-02-2023 | AOVPB025 - BALINDER | 15-01-2023 | active
2110060195 | KAPURTHALA | DH | DH KAPURTHALA | EYE OT | TABLE | EYE OT TABLE | NON CRITICAL | CALYX HEALTHCARE INDIA | NA | 0 | 70000 |  |  |  | UNDER BMC |  |  | WORKING | WORKING | 22-02-2023 | AOVPB019 - Akash | 22-02-2023 | AOVPB025 - BALINDER | 15-01-2023 | active
3110100039 | KAPURTHALA | SDH | SDH PHAGWARA | MAIN OT | TABLE | OPERATION TABLE (ELECTRO-HYDRAULIC) | NON CRITICAL | UNITED SURGICAL INDUSTRIES | na | 0 | 160000 |  |  |  | UNDER BMC |  |  | WORKING | WORKING | 22-02-2023 | AOVPB005 - PAPPU KUMAR | 22-02-2023 | AOVPB025 - BALINDER | 04-02-2023 | active |  |  |  | working condition
3110100040 | KAPURTHALA | SDH | SDH PHAGWARA | MAIN OT | TABLE | OPERATION TABLE (ELECTRO-HYDRAULIC) | NON CRITICAL | UNITED SURGICAL INDUSTRIES | na | 0 | 160000 |  |  |  | UNDER BMC |  |  | WORKING | WORKING | 22-02-2023 | AOVPB005 - PAPPU KUMAR | 22-02-2023 | AOVPB025 - BALINDER | 04-02-2023 | active |  |  |  | working condition
2110060199 | KAPURTHALA | DH | DH KAPURTHALA | GENERAL SURGERY OT | VENTILATOR | BOYLES APPARATUS | NON CRITICAL | HOSPITECH | MAJOR | 0 | 220080 |  |  |  | UNDER BMC |  |  | WORKING | WORKING | 22-02-2023 | AOVPB019 - Akash | 22-02-2023 | AOVPB025 - BALINDER | 14-01-2023 | active
3110100035 | KAPURTHALA | SDH | SDH PHAGWARA | MAIN OT | VENTILATOR | BOYLES APPARATUS | NON CRITICAL | HOSPITECH | JUPITOR- 200 | 0 | 220080 |  |  |  | UNDER BMC |  |  | WORKING | WORKING | 22-02-2023 | AOVPB005 - PAPPU KUMAR | 22-02-2023 | AOVPB025 - BALINDER | 04-02-2023 | active |  |  |  | working condition
2110060200 | KAPURTHALA | DH | DH KAPURTHALA | GENERAL SURGERY OT | SURGICAL | SURGICAL ELECTRIC CAUTERY | CRITICAL | ALAN ELECTRONIC SYSTEM | Elsy -360lt | 0 | 79420 |  |  |  | UNDER BMC |  |  | WORKING | WORKING | 22-02-2023 | AOVPB019 - Akash | 22-02-2023 | AOVPB025 - BALINDER | 14-01-2023 | active
3110100026 | KAPURTHALA | SDH | SDH PHAGWARA | MAIN OT | SURGICAL | SURGICAL ELECTRIC CAUTERY | CRITICAL | ERBE | VIO 300S | 0 | 557000 |  |  |  | UNDER BMC |  |  | WORKING | WORKING | 22-02-2023 | AOVPB005 - PAPPU KUMAR | 22-02-2023 | AOVPB025 - BALINDER | 04-02-2023 | active |  |  |  | working condition
2110060094 | KAPURTHALA | DH | DH KAPURTHALA | BLOOD BANK | LABORATORY | TUBE SEALER | NON CRITICAL | CENTRON | SE260 | 0 | 120000 |  |  |  | UNDER BMC |  |  | WORKING | WORKING | 22-02-2023 | AOVPB005 - PAPPU KUMAR | 22-02-2023 | AOVPB025 - BALINDER | 11-01-2023 | active |  |  |  | working condition
2110060096 | KAPURTHALA | DH | DH KAPURTHALA | BLOOD BANK | LABORATORY | STERILE CONNECTING DEVICE | NON CRITICAL | TERUMO PENPOL | TSCD-II | 0 | 888300 |  |  |  | UNDER BMC |  |  | WORKING | WORKING | 22-02-2023 | AOVPB005 - PAPPU KUMAR | 22-02-2023 | AOVPB025 - BALINDER | 11-01-2023 | active |  |  |  | working condition
2110060203 | KAPURTHALA | DH | DH KAPURTHALA | GENERAL SURGERY OT | LIGHT | OT CEILING LIGHT (DOUBLE DOME) | NON CRITICAL | MULTILUX | NA | 0 | 169935 |  |  |  | UNDER BMC |  |  | WORKING | WORKING | 22-02-2023 | AOVPB019 - Akash | 22-02-2023 | AOVPB025 - BALINDER | 14-01-2023 | active
3110110027 | KAPURTHALA | SDH | SDH SULTANPUR LODHI | MAIN OT | LIGHT | OT CEILING LIGHT (DOUBLE DOME) | NON CRITICAL | COGNATE INDIA | VISION(18-12) | 0 | 355071 |  |  |  | UNDER BMC |  |  | WORKING | WORKING | 22-02-2023 | AOVPB019 - Akash | 22-02-2023 | AOVPB025 - BALINDER | 27-01-2023 | active
3110100041 | KAPURTHALA | SDH | SDH PHAGWARA | MAIN OT | LIGHT | OT CEILING LIGHT (DOUBLE DOME) | NON CRITICAL | COGNATE INDIA | VISION(18-12) | 0 | 355071 |  |  |  | UNDER BMC |  |  | WORKING | WORKING | 22-02-2023 | AOVPB005 - PAPPU KUMAR | 22-02-2023 | AOVPB025 - BALINDER | 04-02-2023 | active |  |  |  | working condition
2110060204 | KAPURTHALA | DH | DH KAPURTHALA | GENERAL SURGERY OT | ASPIRATOR | SUCTION MACHINE | NON CRITICAL | BALAJI ENTERPRIZES | Bs-4031 | 0 | 12500 |  |  |  | UNDER BMC |  |  | WORKING | WORKING | 22-02-2023 | AOVPB019 - Akash | 22-02-2023 | AOVPB025 - BALINDER | 14-01-2023 | active
3110100005 | KAPURTHALA | SDH | SDH PHAGWARA | MAIN OT | MICROSCOPE | MICROSCOPE (OPERATING MICROSCOPE-EYE) | CRITICAL | CARL ZEISS MEDITEC AG | OPMI LUMERA-300 | 0 | 1106000 |  |  |  | UNDER BMC |  |  | WORKING | WORKING | 22-02-2023 | AOVPB005 - PAPPU KUMAR | 22-02-2023 | AOVPB025 - BALINDER | 04-02-2023 | active |  |  |  | working condition
2110060102 | KAPURTHALA | DH | DH KAPURTHALA | MICROBIOLOGY | MICROSCOPE | MICROSCOPE-BINOCULAR | NON CRITICAL | RADICAL | RXL-4B | 0 | 30000 |  |  |  | UNDER BMC |  |  | WORKING | WORKING | 22-02-2023 | AOVPB005 - PAPPU KUMAR | 22-02-2023 | AOVPB025 - BALINDER | 11-01-2023 | active |  |  |  | working Condition
2110060192 | KAPURTHALA | DH | DH KAPURTHALA | EYE OT | MICROSCOPE | MICROSCOPE (OPERATING MICROSCOPE-EYE) | CRITICAL | TOPCON CORPORATION | oms 90 | 0 | 390000 |  |  |  | UNDER BMC |  |  | WORKING | WORKING | 22-02-2023 | AOVPB019 - Akash | 22-02-2023 | AOVPB025 - BALINDER | 18-01-2023 | active
2110060103 | KAPURTHALA | DH | DH KAPURTHALA | MICROBIOLOGY | MICROSCOPE | MICROSCOPE-BINOCULAR | NON CRITICAL | RADICAL | RXL-4B | 0 | 30000 |  |  |  | UNDER BMC |  |  | WORKING | WORKING | 22-02-2023 | AOVPB019 - Akash | 22-02-2023 | AOVPB025 - BALINDER | 12-01-2023 | active
2110060143 | KAPURTHALA | DH | DH KAPURTHALA | DENTAL OPD | DENTAL | DENTAL CHAIR UNIT | NON CRITICAL | CONFIDENT | Meenakashi | 0 | 475154 |  |  |  | UNDER BMC |  |  | WORKING | WORKING | 22-02-2023 | AOVPB019 - Akash | 22-02-2023 | AOVPB025 - BALINDER | 12-01-2023 | active
2110060106 | KAPURTHALA | DH | DH KAPURTHALA | MICROBIOLOGY | LABORATORY | WATER BATH | NON CRITICAL | SUSWOX | sk 120 | 0 | 30000 |  |  |  | UNDER BMC |  |  | WORKING | WORKING | 22-02-2023 | AOVPB019 - Akash | 22-02-2023 | AOVPB025 - BALINDER | 12-01-2023 | active
2110060230 | KAPURTHALA | DH | DH KAPURTHALA | PHYSIOTHERAPY | LABORATORY | WATER BATH | NON CRITICAL | SHORYA INTERNATIONAL | na | 0 | 30000 |  |  |  | UNDER BMC |  |  | WORKING | WORKING | 22-02-2023 | AOVPB019 - Akash | 22-02-2023 | AOVPB025 - BALINDER | 16-01-2023 | active
2110060193 | KAPURTHALA | DH | DH KAPURTHALA | EYE OT | STERILIZER | AUTOCLAVE (FLASH AUTOCLAVE) | NON CRITICAL | STURDY | Sa260Fa | 0 | 156240 |  |  |  | UNDER BMC |  |  | WORKING | WORKING | 22-02-2023 | AOVPB019 - Akash | 22-02-2023 | AOVPB025 - BALINDER | 15-01-2023 | active
2110060049 | KAPURTHALA | DH | DH KAPURTHALA | MATERNITY | OTHERS | OXYGEN CONCENTRATOR | NON CRITICAL | XNUO | s33 | 0 | 36000 |  |  |  | UNDER BMC |  |  | WORKING | WORKING | 22-02-2023 | AOVPB019 - Akash | 22-02-2023 | AOVPB025 - BALINDER | 12-01-2023 | active
2110060048 | KAPURTHALA | DH | DH KAPURTHALA | MATERNITY | OTHERS | OXYGEN CONCENTRATOR | NON CRITICAL | CHABAN GROUP | oxytec-8 | 0 | 36000 |  |  |  | UNDER BMC |  |  | WORKING | WORKING | 22-02-2023 | AOVPB019 - Akash | 22-02-2023 | AOVPB025 - BALINDER | 12-01-2023 | active
2110060156 | KAPURTHALA | DH | DH KAPURTHALA | SNCU | OTHERS | OXYGEN CONCENTRATOR | NON CRITICAL | JIANGSU YUYUE MEDICAL EQUIPMENT | 8f-5aw | 0 | 38047 |  |  |  | UNDER BMC |  |  | WORKING | WORKING | 22-02-2023 | AOVPB019 - Akash | 22-02-2023 | AOVPB025 - BALINDER | 12-01-2023 | active
2110060175 | KAPURTHALA | DH | DH KAPURTHALA | SNCU | OTHERS | OXYGEN CONCENTRATOR | NON CRITICAL | MEDOXY | jay-10 | 0 | 86400 |  |  |  | UNDER BMC |  |  | WORKING | WORKING | 22-02-2023 | AOVPB019 - Akash | 22-02-2023 | AOVPB025 - BALINDER | 12-01-2023 | active
2110060174 | KAPURTHALA | DH | DH KAPURTHALA | SNCU | OTHERS | OXYGEN CONCENTRATOR | NON CRITICAL | JIANGSU YUYUE MEDICAL EQUIPMENT | 8f-5aw | 0 | 38047 |  |  |  | UNDER BMC |  |  | WORKING | WORKING | 22-02-2023 | AOVPB019 - Akash | 22-02-2023 | AOVPB025 - BALINDER | 12-01-2023 | active
2110060198 | KAPURTHALA | DH | DH KAPURTHALA | GENERAL SURGERY OT | OTHERS | OXYGEN CONCENTRATOR | NON CRITICAL | CHABAN GROUP | OXYTEC-8 | 0 | 36000 |  |  |  | UNDER BMC |  |  | WORKING | WORKING | 22-02-2023 | AOVPB019 - Akash | 22-02-2023 | AOVPB025 - BALINDER | 14-01-2023 | active
2110060210 | KAPURTHALA | DH | DH KAPURTHALA | GENERAL SURGERY OT | OTHERS | OXYGEN CONCENTRATOR | NON CRITICAL | CHABAN GROUP | OXYTEC-8 | 0 | 36000 |  |  |  | UNDER BMC |  |  | WORKING | WORKING | 22-02-2023 | AOVPB019 - Akash | 22-02-2023 | AOVPB025 - BALINDER | 14-01-2023 | active
2110060212 | KAPURTHALA | DH | DH KAPURTHALA | LABOR ROOM | OTHERS | OXYGEN CONCENTRATOR | NON CRITICAL | CHABAN GROUP | OXYTEC-8 | 0 | 36000 |  |  |  | UNDER BMC |  |  | WORKING | WORKING | 22-02-2023 | AOVPB019 - Akash | 22-02-2023 | AOVPB025 - BALINDER | 18-01-2023 | active
2110060215 | KAPURTHALA | DH | DH KAPURTHALA | LABOR ROOM | OTHERS | OXYGEN CONCENTRATOR | NON CRITICAL | MEDOXY | JAY-10 | 0 | 86400 |  |  |  | UNDER BMC |  |  | WORKING | WORKING | 22-02-2023 | AOVPB019 - Akash | 22-02-2023 | AOVPB025 - BALINDER | 18-01-2023 | active
3110110017 | KAPURTHALA | SDH | SDH SULTANPUR LODHI | ICTC | BLOOD BANK | BLOOD BANK REFRIGERATOR | CRITICAL | JOVE AUTOMATIONS | NA | 0 | 175000 |  |  |  | UNDER BMC |  |  | WORKING | WORKING | 22-02-2023 | AOVPB019 - Akash | 22-02-2023 | AOVPB025 - BALINDER | 30-01-2023 | active
3110110004 | KAPURTHALA | SDH | SDH SULTANPUR LODHI | LABORATORY | LABORATORY | BLOOD CELL COUNTER | CRITICAL | GENRUI BIOTECH INC. | genrui kt - 6610 | 0 | 400000 |  |  |  | UNDER BMC |  |  | WORKING | WORKING | 22-02-2023 | AOVPB019 - Akash | 22-02-2023 | AOVPB025 - BALINDER | 27-01-2023 | active
2110060225 | KAPURTHALA | DH | DH KAPURTHALA | ICTC | LABORATORY | ELECTRIC CENTRIFUGE TABLE TOP | NON CRITICAL | REMI | c852 | 0 | 30975 |  |  |  | UNDER BMC |  |  | WORKING | WORKING | 22-02-2023 | AOVPB019 - Akash | 22-02-2023 | AOVPB025 - BALINDER | 16-01-2023 | active
2110060222 | KAPURTHALA | DH | DH KAPURTHALA | ICTC | LABORATORY | BLOOD BANK REFRIGERATOR | CRITICAL | REMI | NA | 0 | 175000 |  |  |  | UNDER BMC |  |  | WORKING | WORKING | 22-02-2023 | AOVPB019 - Akash | 22-02-2023 | AOVPB025 - BALINDER | 16-01-2023 | active
3110110016 | KAPURTHALA | SDH | SDH SULTANPUR LODHI | ICTC | LABORATORY | ELECTRIC CENTRIFUGE TABLE TOP | NON CRITICAL | REMI | R -8c | 0 | 30975 |  |  |  | UNDER BMC |  |  | WORKING | WORKING | 22-02-2023 | AOVPB019 - Akash | 22-02-2023 | AOVPB025 - BALINDER | 03-02-2023 | active
2110060218 | KAPURTHALA | DH | DH KAPURTHALA | LABOR ROOM | TABLE | DELIVERY TABLE | NON CRITICAL | UNITED SURGICAL INDUSTRIES | USI-E7 | 0 | 70000 |  |  |  | UNDER BMC |  |  | WORKING | WORKING | 22-02-2023 | AOVPB019 - Akash | 22-02-2023 | AOVPB025 - BALINDER | 18-01-2023 | active
2110060216 | KAPURTHALA | DH | DH KAPURTHALA | LABOR ROOM | TABLE | DELIVERY TABLE | NON CRITICAL | UNITED SURGICAL INDUSTRIES | USI-E7 | 0 | 70000 |  |  |  | UNDER BMC |  |  | WORKING | WORKING | 22-02-2023 | AOVPB019 - Akash | 22-02-2023 | AOVPB025 - BALINDER | 18-01-2023 | active
2110060217 | KAPURTHALA | DH | DH KAPURTHALA | LABOR ROOM | TABLE | DELIVERY TABLE | NON CRITICAL | UNITED SURGICAL INDUSTRIES | USI-E7 | 0 | 70000 |  |  |  | UNDER BMC |  |  | WORKING | WORKING | 22-02-2023 | AOVPB019 - Akash | 22-02-2023 | AOVPB025 - BALINDER | 18-01-2023 | active
2110060223 | KAPURTHALA | DH | DH KAPURTHALA | ICTC | LABORATORY | ICE LINING REFRIGERATOR | NON CRITICAL | VESTFROST DENMARK | na | 0 | 350000 |  |  |  | UNDER BMC |  |  | WORKING | WORKING | 22-02-2023 | AOVPB019 - Akash | 22-02-2023 | AOVPB025 - BALINDER | 16-01-2023 | active
3110110034 | KAPURTHALA | SDH | SDH SULTANPUR LODHI | MAIN OT | MONITOR | PULSE OXYMETER | NON CRITICAL | CLARITY MEDICAL PVT LTD | cmpo-01 | 0 | 29169 |  |  |  | UNDER BMC |  |  | WORKING | WORKING | 22-02-2023 | AOVPB019 - Akash | 22-02-2023 | AOVPB025 - BALINDER | 27-01-2023 | active
2110060214 | KAPURTHALA | DH | DH KAPURTHALA | LABOR ROOM | WARMER | RADIANT BABY WARMER | CRITICAL | PHOENIX MEDICAL SYSTEM(P) LTD. | ocw100 | 0 | 69636 |  |  |  | UNDER BMC |  |  | WORKING | WORKING | 22-02-2023 | AOVPB019 - Akash | 22-02-2023 | AOVPB025 - BALINDER | 18-01-2023 | active
3110100038 | KAPURTHALA | SDH | SDH PHAGWARA | MAIN OT | ASPIRATOR | SUCTION MACHINE | NON CRITICAL | LOCAL | NA | 0 | 10000 |  |  |  | UNDER BMC |  |  | WORKING | WORKING | 22-02-2023 | AOVPB005 - PAPPU KUMAR | 22-02-2023 | AOVPB025 - BALINDER | 04-02-2023 | active |  |  |  | working condition
3110100037 | KAPURTHALA | SDH | SDH PHAGWARA | MAIN OT | ASPIRATOR | SUCTION MACHINE | NON CRITICAL | ZOHRA SURGICAL ENTERPRISES | MAX-LIFE | 0 | 10000 |  |  |  | UNDER BMC |  |  | WORKING | WORKING | 22-02-2023 | AOVPB005 - PAPPU KUMAR | 22-02-2023 | AOVPB025 - BALINDER | 04-02-2023 | active |  |  |  | working condition
3110100034 | KAPURTHALA | SDH | SDH PHAGWARA | MAIN OT | MONITOR | MULTIPARA MONITOR | CRITICAL | PHILIPS | MX500 | 0 | 529100 |  |  |  | UNDER BMC |  |  | WORKING | WORKING | 22-02-2023 | AOVPB005 - PAPPU KUMAR | 22-02-2023 | AOVPB025 - BALINDER | 04-02-2023 | active |  |  |  | working condition
2110060246 | KAPURTHALA | DH | DH KAPURTHALA | LABOR ROOM | MONITOR | MULTIPARA MONITOR | CRITICAL | PHILIPS | NA | 0 | 529100 |  |  |  | UNDER BMC |  |  | WORKING | WORKING | 22-02-2023 | AOVPB019 - Akash | 22-02-2023 | AOVPB025 - BALINDER | 14-02-2023 | active
3110110122 | KAPURTHALA | SDH | SDH SULTANPUR LODHI | EYE O. P. D | OPTHALMOLOGY | SLIT LAMP | NON CRITICAL | KEELER | Sl 130 | 0 | 325000 |  |  |  | UNDER BMC |  |  | WORKING | WORKING | 14-02-2023 | AOVPB019 - Akash | 14-02-2023 | AOVPB029 - RENU DHEER | 09-02-2023 | active
3110100161 | KAPURTHALA | SDH | SDH PHAGWARA | PHYSIOTHERAPY | PHYSIOTHERAPY | ULTRASOUND THERAPY UNIT | NON CRITICAL | PHYSIO MEDICYS | Electroson- 608 | 0 | 60000 |  |  |  | UNDER BMC |  |  | WORKING | WORKING | 13-12-2022 | AOVPB005 - PAPPU KUMAR | 13-12-2022 | AOVPB025 - BALINDER | 19-09-2022 | active |  |  |  | working condition
3110100162 | KAPURTHALA | SDH | SDH PHAGWARA | PHYSIOTHERAPY | PHYSIOTHERAPY | TRANSCUTANEOUS ELECTRICAL NERVE STIMULATOR (TENS) | NON CRITICAL | PHYSIO MEDICYS | 4 channel | 0 | 33075 |  |  |  | UNDER BMC |  |  | WORKING | WORKING | 13-12-2022 | AOVPB005 - PAPPU KUMAR | 13-12-2022 | AOVPB025 - BALINDER | 19-09-2022 | active |  |  |  | working condition
3110100159 | KAPURTHALA | SDH | SDH PHAGWARA | PHYSIOTHERAPY | PHYSIOTHERAPY | INTERFERENTIAL THERAPY UNIT (IFT) | NON CRITICAL | PHYSIO MEDICYS | VECTRODYNE 100 | 0 | 33075 |  |  |  | UNDER BMC |  |  | WORKING | WORKING | 13-12-2022 | AOVPB005 - PAPPU KUMAR | 13-12-2022 | AOVPB025 - BALINDER | 19-09-2022 | active |  |  |  | working condition
3110100160 | KAPURTHALA | SDH | SDH PHAGWARA | PHYSIOTHERAPY | PHYSIOTHERAPY | SHORTWAVE DIATHERMY | NON CRITICAL | ERBA | erbotherm1100P | 0 | 159541 |  |  |  | UNDER BMC |  |  | TO BE CONDEMNED | TO BE CONDEMNED | 12-12-2022 | AOVPB005 - PAPPU KUMAR | 12-12-2022 | AOVPB025 - BALINDER | 19-09-2022 | Inactive |  |  |  | working condition
4110050037 | KAPURTHALA | CHC | CHC TIBBA | MALE WARD | PULSE OXIMETER | PULSE OXYMETER | NON CRITICAL | MEDITEC ENGLAND | m302 | 0 | 34777 |  |  |  | UNDER BMC |  |  | WORKING | WORKING | 12-12-2022 | AOVPB019 - Akash | 12-12-2022 | AOVPB025 - BALINDER | 22-10-2022 | active
4110050038 | KAPURTHALA | CHC | CHC TIBBA | MALE WARD | PULSE OXIMETER | PULSE OXYMETER | NON CRITICAL | MEDITEC ENGLAND | m302 | 0 | 34777 |  |  |  | UNDER BMC |  |  | WORKING | WORKING | 12-12-2022 | AOVPB019 - Akash | 12-12-2022 | AOVPB025 - BALINDER | 22-10-2022 | active
4110050052 | KAPURTHALA | CHC | CHC TIBBA | EMERGENCY OPD | MONITOR | PULSE OXYMETER | NON CRITICAL | MEDITEC ENGLAND | m 302 | 0 | 34777 |  |  |  | UNDER BMC |  |  | WORKING | WORKING | 12-12-2022 | AOVPB019 - Akash | 12-12-2022 | AOVPB025 - BALINDER | 22-10-2022 | active
4110050039 | KAPURTHALA | CHC | CHC TIBBA | FEMALE WARD | OTHERS | OXYGEN CONCENTRATOR | NON CRITICAL | JIANGSU YUYUE MEDICAL EQUIPMENT | 7F-10 | 0 | 36000 |  |  |  | UNDER BMC |  |  | WORKING | WORKING | 12-12-2022 | AOVPB019 - Akash | 12-12-2022 | AOVPB025 - BALINDER | 22-10-2022 | active
4110050040 | KAPURTHALA | CHC | CHC TIBBA | FEMALE WARD | OTHERS | OXYGEN CONCENTRATOR | NON CRITICAL | MICROTEK | oxyflow10m | 0 | 36000 |  |  |  | UNDER BMC |  |  | WORKING | WORKING | 12-12-2022 | AOVPB019 - Akash | 12-12-2022 | AOVPB025 - BALINDER | 22-10-2022 | active
4110050041 | KAPURTHALA | CHC | CHC TIBBA | MALE WARD | OTHERS | OXYGEN CONCENTRATOR | NON CRITICAL | JIANGSU YUYUE MEDICAL EQUIPMENT | 8f-5a | 0 | 38047 |  |  |  | UNDER BMC |  |  | WORKING | WORKING | 12-12-2022 | AOVPB019 - Akash | 12-12-2022 | AOVPB025 - BALINDER | 22-10-2022 | active
4110050042 | KAPURTHALA | CHC | CHC TIBBA | MALE WARD | OTHERS | OXYGEN CONCENTRATOR | NON CRITICAL | JIANGSU YUYUE MEDICAL EQUIPMENT | 8f-5a | 0 | 38047 |  |  |  | UNDER BMC |  |  | WORKING | WORKING | 12-12-2022 | AOVPB019 - Akash | 12-12-2022 | AOVPB025 - BALINDER | 22-10-2022 | active
4110050043 | KAPURTHALA | CHC | CHC TIBBA | ISOLATION | OTHERS | OXYGEN CONCENTRATOR | NON CRITICAL | JIANGSU YUYUE MEDICAL EQUIPMENT | 8f-5a | 0 | 38047 |  |  |  | UNDER BMC |  |  | WORKING | WORKING | 12-12-2022 | AOVPB019 - Akash | 12-12-2022 | AOVPB025 - BALINDER | 22-10-2022 | active
4110050044 | KAPURTHALA | CHC | CHC TIBBA | ISOLATION | OTHERS | OXYGEN CONCENTRATOR | NON CRITICAL | KONSUNG BIOMEDICAL | ksoc10 | 0 | 77650 |  |  |  | UNDER BMC |  |  | WORKING | WORKING | 12-12-2022 | AOVPB019 - Akash | 12-12-2022 | AOVPB025 - BALINDER | 22-10-2022 | active
4110050045 | KAPURTHALA | CHC | CHC TIBBA | ISOLATION | OTHERS | OXYGEN CONCENTRATOR | NON CRITICAL | MICROTEK | oxyflow10m | 0 | 36000 |  |  |  | UNDER BMC |  |  | WORKING | WORKING | 12-12-2022 | AOVPB019 - Akash | 12-12-2022 | AOVPB025 - BALINDER | 22-10-2022 | active
4110050046 | KAPURTHALA | CHC | CHC TIBBA | FEMALE MATERNITY WARD | OTHERS | OXYGEN CONCENTRATOR | NON CRITICAL | KONSUNG BIOMEDICAL | ksoc10 | 0 | 77650 |  |  |  | UNDER BMC |  |  | WORKING | WORKING | 12-12-2022 | AOVPB019 - Akash | 12-12-2022 | AOVPB025 - BALINDER | 22-10-2022 | active
4110050047 | KAPURTHALA | CHC | CHC TIBBA | FEMALE MATERNITY WARD | OTHERS | OXYGEN CONCENTRATOR | NON CRITICAL | KONSUNG BIOMEDICAL | ksoc10 | 0 | 77650 |  |  |  | UNDER BMC |  |  | WORKING | WORKING | 12-12-2022 | AOVPB019 - Akash | 12-12-2022 | AOVPB025 - BALINDER | 22-10-2022 | active
4110050048 | KAPURTHALA | CHC | CHC TIBBA | FEMALE MATERNITY WARD | OTHERS | OXYGEN CONCENTRATOR | NON CRITICAL | KONSUNG BIOMEDICAL | ksoc10 | 0 | 77650 |  |  |  | UNDER BMC |  |  | WORKING | WORKING | 12-12-2022 | AOVPB019 - Akash | 12-12-2022 | AOVPB025 - BALINDER | 22-10-2022 | active
4110050049 | KAPURTHALA | CHC | CHC TIBBA | FEMALE MATERNITY WARD | OTHERS | OXYGEN CONCENTRATOR | NON CRITICAL | KONSUNG BIOMEDICAL | ksoc10 | 0 | 77650 |  |  |  | UNDER BMC |  |  | WORKING | WORKING | 12-12-2022 | AOVPB019 - Akash | 12-12-2022 | AOVPB025 - BALINDER | 22-10-2022 | active
4110050050 | KAPURTHALA | CHC | CHC TIBBA | FEMALE MATERNITY WARD | OTHERS | OXYGEN CONCENTRATOR | NON CRITICAL | JIANGSU YUYUE MEDICAL EQUIPMENT | 7f-10 | 0 | 36000 |  |  |  | UNDER BMC |  |  | WORKING | WORKING | 12-12-2022 | AOVPB019 - Akash | 12-12-2022 | AOVPB025 - BALINDER | 22-10-2022 | active
4110050034 | KAPURTHALA | CHC | CHC TIBBA | CHILDREN OPD | CARDIOLOGY | ECG MACHINE | CRITICAL | RMS | VESTA 301-I | 0 | 47952 |  |  |  | UNDER BMC |  |  | WORKING | WORKING | 12-12-2022 | AOVPB019 - Akash | 12-12-2022 | AOVPB025 - BALINDER | 22-10-2022 | active
4110050035 | KAPURTHALA | CHC | CHC TIBBA | EMERGENCY OPD | CARDIOLOGY | ECG MACHINE | CRITICAL | RMS | vesta 301i | 0 | 47952 |  |  |  | UNDER BMC |  |  | WORKING | WORKING | 12-12-2022 | AOVPB019 - Akash | 12-12-2022 | AOVPB025 - BALINDER | 22-10-2022 | active
4110050036 | KAPURTHALA | CHC | CHC TIBBA | MALE WARD | CARDIOLOGY | ECG MACHINE | CRITICAL | ALLENGERS | pisces-A-103 | 0 | 24581 |  |  |  | UNDER BMC |  |  | WORKING | WORKING | 12-12-2022 | AOVPB019 - Akash | 12-12-2022 | AOVPB025 - BALINDER | 22-10-2022 | active
3110100163 | KAPURTHALA | SDH | SDH PHAGWARA | PHYSIOTHERAPY | PHYSIOTHERAPY | DIGITAL CERVICAL AND LUMBER TRACTION | NON CRITICAL | PHYSIO MEDICYS | Autotrac-100 | 0 | 35000 |  |  |  | UNDER BMC |  |  | WORKING | WORKING | 12-12-2022 | AOVPB005 - PAPPU KUMAR | 12-12-2022 | AOVPB025 - BALINDER | 19-09-2022 | active |  |  |  | working condition
4110050051 | KAPURTHALA | CHC | CHC TIBBA | EMERGENCY OPD | CARDIOLOGY | DEFIBRILATOR | CRITICAL | PHYSIO CONTROL | na | 0 | 719000 |  |  |  | UNDER BMC |  |  | WORKING | WORKING | 12-12-2022 | AOVPB019 - Akash | 12-12-2022 | AOVPB025 - BALINDER | 22-10-2022 | active
3110100164 | KAPURTHALA | SDH | SDH PHAGWARA | MAIN OT | STERILIZER | AUTOCLAVE-VERTICAL | NON CRITICAL | ESTEEM |  | 0 | 57750 |  |  |  | UNDER BMC |  |  | WORKING | WORKING | 12-12-2022 | AOVPB005 - PAPPU KUMAR | 12-12-2022 | AOVPB025 - BALINDER | 29-09-2022 | active |  |  |  | not in working
2110060208 | KAPURTHALA | DH | DH KAPURTHALA | STERILIZATION ROOM | STERILIZER | AUTOCLAVE-HORIZONTAL | NON CRITICAL | SURGICOIN | NA | 0 | 250000 |  |  |  | UNDER BMC |  |  | WORKING | WORKING | 12-12-2022 | AOVPB019 - Akash | 12-12-2022 | AOVPB025 - BALINDER | 17-11-2022 | active |  |  |  | WORKING
3110110117 | KAPURTHALA | SDH | SDH SULTANPUR LODHI | LABORATORY | LABORATORY | SEMI AUTO ANALYZER | NON CRITICAL | TRANSASIA BIOMEDICAL LTD/SYSMEX CORPORATION | chem5x | 0 | 100000 |  |  |  | UNDER BMC |  |  | WORKING | WORKING | 12-12-2022 | AOVPB019 - Akash | 12-12-2022 | AOVPB025 - BALINDER | 18-11-2022 | active
3110110118 | KAPURTHALA | SDH | SDH SULTANPUR LODHI | LABORATORY | LABORATORY | SEMI AUTO ANALYZER | NON CRITICAL | TRANSASIA BIOMEDICAL LTD/SYSMEX CORPORATION | chem5x | 0 | 100000 |  |  |  | UNDER BMC |  |  | WORKING | WORKING | 12-12-2022 | AOVPB019 - Akash | 12-12-2022 | AOVPB025 - BALINDER | 18-11-2022 | active
3110100113 | KAPURTHALA | SDH | SDH PHAGWARA | DENTAL OPD | DENTAL | DENTAL X-RAY MACHINE | NON CRITICAL | GRID POWER | na | 0 | 125000 |  |  |  | UNDER BMC |  |  | WORKING | WORKING | 12-12-2022 | AOVPB019 - Akash | 12-12-2022 | AOVPB025 - BALINDER | 24-11-2022 | active
2110060068 | KAPURTHALA | DH | DH KAPURTHALA | LABORATORY | LABORATORY | SEMI AUTO ANALYZER | NON CRITICAL | MERIL DIAGNOSTICS PVT. LTD | merilzer cliniquant micro | 0 | 120000 |  |  |  | UNDER BMC |  |  | WORKING | WORKING | 12-12-2022 | AOVPB019 - Akash | 12-12-2022 | AOVPB025 - BALINDER | 09-12-2022 | active
2110060190 | KAPURTHALA | DH | DH KAPURTHALA | EYE OT | OPTHALMOLOGY | PHACO EMULSIFICATION MACHINE | CRITICAL | OERTLI INSTRUMENTS | CATARHEX-3 | 0 | 2551386 |  |  |  | UNDER BMC |  |  | WORKING | WORKING | 21-11-2022 | AOVPB019 - Akash | 21-11-2022 | AOVPB029 - RENU DHEER | 17-11-2022 | active
2110060084 | KAPURTHALA | DH | DH KAPURTHALA | BLOOD BANK | BLOOD BANK | REFRIGERATED CENTRIFUGE MACHINE | NON CRITICAL | THERMO FISHER SCIENTIFIC | CRYOFUGE 6000I | 0 | 1900000 |  |  |  | UNDER BMC |  |  | WORKING | WORKING | 20-10-2022 | AOVPB029 - RENU DHEER | 20-10-2022 | AOVPB017 - Vikas Tomer | 20-10-2022 | active
2110060085 | KAPURTHALA | DH | DH KAPURTHALA | BLOOD BANK | BLOOD BANK | BLOOD BANK REFRIGERATOR | CRITICAL | JEWETT | NA | 0 | 290000 |  |  |  | UNDER BMC |  |  | WORKING | WORKING | 15-10-2022 | AOVPB019 - Akash | 15-10-2022 | AOVPB032 - Sumit Kumar Chaudhary | 04-10-2022 | active
2110060088 | KAPURTHALA | DH | DH KAPURTHALA | BLOOD BANK | BLOOD BANK | DEEP FREEZER-80 | CRITICAL | NEW BRUNSWICK SCIENTIFIC | U410- 86 | 0 | 369157 |  |  |  | UNDER BMC |  |  | WORKING | WORKING | 15-10-2022 | AOVPB019 - Akash | 15-10-2022 | AOVPB029 - RENU DHEER | 04-10-2022 | active |  |  |  | chart recorder missing
3110100155 | KAPURTHALA | SDH | SDH PHAGWARA | NTEP (TB DEPTT) | MICROSCOPE | MICROSCOPE-MONOCULAR | NON CRITICAL | LABOMED INC. | Vision2000 | 0 | 30000 |  |  |  | UNDER BMC |  |  | WORKING | WORKING | 07-09-2022 | AOVPB005 - PAPPU KUMAR | 07-09-2022 | AOVPB017 - Vikas Tomer | 31-08-2022 | active |  |  |  | not in working
3110100156 | KAPURTHALA | SDH | SDH PHAGWARA | NTEP (TB DEPTT) | LABORATORY | WATER BATH | NON CRITICAL | QUALITY INDUSTRIES | AI-5741 | 0 | 30000 |  |  |  | UNDER BMC |  |  | WORKING | WORKING | 07-09-2022 | AOVPB005 - PAPPU KUMAR | 07-09-2022 | AOVPB017 - Vikas Tomer | 31-08-2022 | active |  |  |  | working condition
3110100157 | KAPURTHALA | SDH | SDH PHAGWARA | NTEP (TB DEPTT) | LABORATORY | TRUENET REAL TIME PCR ANALYZER DUO | NON CRITICAL | MOLBIO DIAGNOSTICS PVT. LTD | True lab duo | 0 | 850000 |  |  |  | UNDER BMC |  |  | WORKING | WORKING | 07-09-2022 | AOVPB005 - PAPPU KUMAR | 07-09-2022 | AOVPB017 - Vikas Tomer | 31-08-2022 | active |  |  |  | working condition
3110100158 | KAPURTHALA | SDH | SDH PHAGWARA | NTEP (TB DEPTT) | MICROSCOPE | MICROSCOPE-MONOCULAR | NON CRITICAL | LABOMED INC. | vision2000 | 0 | 30000 |  |  |  | UNDER BMC |  |  | WORKING | WORKING | 07-09-2022 | AOVPB005 - PAPPU KUMAR | 07-09-2022 | AOVPB017 - Vikas Tomer | 31-08-2022 | active |  |  |  | not in working condition
2110060245 | KAPURTHALA | DH | DH KAPURTHALA | NTEP (TB DEPTT) | LABORATORY | TRUENET REAL TIME PCR ANALYZER DUO | NON CRITICAL | MOLBIO DIAGNOSTICS PVT. LTD | TruelabDuo | 0 | 850000 |  |  |  | UNDER BMC |  |  | WORKING | WORKING | 07-09-2022 | AOVPB005 - PAPPU KUMAR | 07-09-2022 | AOVPB017 - Vikas Tomer | 31-08-2022 | active |  |  |  | working condition
2110060001 | KAPURTHALA | DH | DH KAPURTHALA | X-RAY ROOM | RADIOLOGY | COMPUTERIZED RADIOGRAPHY SYSTEM (CR SYSTEM) | CRITICAL | AGFA HEALTHCARE | DX-M | 0 | 2190000 |  | 08-12-2013 |  | UNDER BMC |  |  | WORKING | WORKING | 08-08-2022 | AOVPB005 - PAPPU KUMAR | 08-08-2022 | AOVPB017 - Vikas Tomer | 08-06-2022 | active |  |  |  | Good working condition
2110060003 | KAPURTHALA | DH | DH KAPURTHALA | X-RAY ROOM | RADIOLOGY | X RAY MACHINE-500mA (RADIOLOGY) | NON CRITICAL | ALLENGERS | NA | 0 | 853912 |  | 27-04-2021 |  | UNDER BMC |  |  | WORKING | WORKING | 08-08-2022 | AOVPB005 - PAPPU KUMAR | 08-08-2022 | AOVPB017 - Vikas Tomer | 08-06-2022 | active |  |  |  | working condition
2110060004 | KAPURTHALA | DH | DH KAPURTHALA | X-RAY ROOM | RADIOLOGY | X RAY MACHINE-100mA (RADIOLOGY) | CRITICAL | ALLENGERS | 100 FC/HT | 0 | 131750 |  | 02-04-2002 |  | UNDER BMC |  |  | TO BE CONDEMNED | TO BE CONDEMNED | 08-08-2022 | AOVPB005 - PAPPU KUMAR | 08-08-2022 | AOVPB017 - Vikas Tomer | 08-06-2022 | Inactive |  |  |  | Not working
2110060005 | KAPURTHALA | DH | DH KAPURTHALA | X-RAY ROOM | RADIOLOGY | X RAY MACHINE-60mA (RADIOLOGY) | CRITICAL | SIEMENS | MULTIMOBIL 2.5 | 0 | 228000 |  | 02-02-2001 |  | UNDER BMC |  |  | TO BE CONDEMNED | TO BE CONDEMNED | 08-08-2022 | AOVPB005 - PAPPU KUMAR | 08-08-2022 | AOVPB017 - Vikas Tomer | 08-06-2022 | Inactive |  |  |  | Not working
2110060007 | KAPURTHALA | DH | DH KAPURTHALA | ECG Room | CARDIOLOGY | ECG MACHINE | CRITICAL | BPL MEDICAL TECHNOLOGIES PVT LTD |  | 0 | 25625 |  |  |  | UNDER BMC |  |  | WORKING | WORKING | 08-08-2022 | AOVPB005 - PAPPU KUMAR | 08-08-2022 | AOVPB017 - Vikas Tomer | 08-06-2022 | active |  |  |  | working condition
2110060037 | KAPURTHALA | DH | DH KAPURTHALA | LABORATORY | LABORATORY | FULLY AUTO ANALYZER | CRITICAL | TRANSASIA BIOMEDICAL LTD/SYSMEX CORPORATION | EM 360 | 0 | 1045000 |  | 09-06-2017 |  | UNDER BMC |  |  | WORKING | WORKING | 08-08-2022 | AOVPB005 - PAPPU KUMAR | 08-08-2022 | AOVPB017 - Vikas Tomer | 09-06-2022 | active |  |  |  | Working condition
2110060038 | KAPURTHALA | DH | DH KAPURTHALA | ECG Room | CARDIOLOGY | ECG MACHINE | CRITICAL | RMS | NA | 0 | 47952 |  | 09-11-2019 |  | UNDER BMC |  |  | WORKING | WORKING | 08-08-2022 | AOVPB005 - PAPPU KUMAR | 08-08-2022 | AOVPB017 - Vikas Tomer | 09-06-2022 | active |  |  |  | working condition
2110060039 | KAPURTHALA | DH | DH KAPURTHALA | MALE SURGICAL WARD | MONITOR | MULTIPARA MONITOR | CRITICAL | PHILIPS | mx500 | 0 | 529100 |  | 10-03-2022 |  | UNDER BMC |  |  | WORKING | WORKING | 08-08-2022 | AOVPB005 - PAPPU KUMAR | 08-08-2022 | AOVPB017 - Vikas Tomer | 09-06-2022 | active |  |  |  | working condition
2110060044 | KAPURTHALA | DH | DH KAPURTHALA | MATERNITY | MONITOR | MULTIPARA MONITOR | CRITICAL | PHILIPS | MX500 | 0 | 529100 |  | 09-03-2022 |  | UNDER BMC |  |  | WORKING | WORKING | 08-08-2022 | AOVPB005 - PAPPU KUMAR | 08-08-2022 | AOVPB017 - Vikas Tomer | 09-06-2022 | active |  |  |  | working condition
2110060045 | KAPURTHALA | DH | DH KAPURTHALA | MATERNITY | MONITOR | MULTIPARA MONITOR | CRITICAL | PHILIPS | MX500 | 0 | 529100 |  | 09-03-2022 |  | UNDER BMC |  |  | WORKING | WORKING | 08-08-2022 | AOVPB005 - PAPPU KUMAR | 08-08-2022 | AOVPB017 - Vikas Tomer | 09-06-2022 | active |  |  |  | working condition
2110060046 | KAPURTHALA | DH | DH KAPURTHALA | MATERNITY | MONITOR | MULTIPARA MONITOR | CRITICAL | PHILIPS | MX500 | 0 | 529100 |  | 09-03-2022 |  | UNDER BMC |  |  | WORKING | WORKING | 08-08-2022 | AOVPB005 - PAPPU KUMAR | 08-08-2022 | AOVPB017 - Vikas Tomer | 09-06-2022 | active |  |  |  | working condition
2110060047 | KAPURTHALA | DH | DH KAPURTHALA | MATERNITY | MONITOR | MULTIPARA MONITOR | CRITICAL | PHILIPS | MX500 | 0 | 529100 |  | 09-03-2022 |  | UNDER BMC |  |  | WORKING | WORKING | 08-08-2022 | AOVPB005 - PAPPU KUMAR | 08-08-2022 | AOVPB017 - Vikas Tomer | 09-06-2022 | active |  |  |  | working condition
2110060050 | KAPURTHALA | DH | DH KAPURTHALA | MATERNITY | MONITOR | MULTIPARA MONITOR | CRITICAL | PHILIPS | MX500 | 0 | 529100 |  | 10-11-2019 |  | UNDER BMC |  |  | WORKING | WORKING | 08-08-2022 | AOVPB005 - PAPPU KUMAR | 08-08-2022 | AOVPB017 - Vikas Tomer | 09-06-2022 | active |  |  |  | working condition
2110060052 | KAPURTHALA | DH | DH KAPURTHALA | OT(GYN & OBS) | MONITOR | MULTIPARA MONITOR | CRITICAL | PHILIPS | NA | 0 | 529100 |  | 07-11-2019 |  | UNDER BMC |  |  | WORKING | WORKING | 08-08-2022 | AOVPB005 - PAPPU KUMAR | 08-08-2022 | AOVPB017 - Vikas Tomer | 09-06-2022 | active |  |  |  | working condition
2110060053 | KAPURTHALA | DH | DH KAPURTHALA | OT(GYN & OBS) | MONITOR | MULTIPARA MONITOR | CRITICAL | PHILIPS | NA | 0 | 529100 |  | 07-11-2019 |  | UNDER BMC |  |  | WORKING | WORKING | 08-08-2022 | AOVPB005 - PAPPU KUMAR | 08-08-2022 | AOVPB017 - Vikas Tomer | 09-06-2022 | active |  |  |  | working condition
2110060055 | KAPURTHALA | DH | DH KAPURTHALA | OT(GYN & OBS) | PUMP INFUSION | SYRINGE PUMP | NON CRITICAL | B. BRAUN | compact plus | 0 | 51700 |  | 09-11-2019 |  | UNDER BMC |  |  | WORKING | WORKING | 08-08-2022 | AOVPB005 - PAPPU KUMAR | 08-08-2022 | AOVPB017 - Vikas Tomer | 09-06-2022 | active |  |  |  | working condition
2110060056 | KAPURTHALA | DH | DH KAPURTHALA | OT(GYN & OBS) | CARDIOLOGY | DEFIBRILATOR | CRITICAL | NIHON KOHDEN | cardiolife Tec5631 | 0 | 548000 |  | 09-11-2019 |  | UNDER BMC |  |  | WORKING | WORKING | 08-08-2022 | AOVPB005 - PAPPU KUMAR | 08-08-2022 | AOVPB017 - Vikas Tomer | 09-06-2022 | active |  |  |  | working condition
2110060057 | KAPURTHALA | DH | DH KAPURTHALA | OT(GYN & OBS) | OTHERS | OXYGEN CONCENTRATOR | NON CRITICAL | MEDOXY | JAY-10 | 0 | 86400 |  | 09-11-2019 |  | UNDER BMC |  |  | WORKING | WORKING | 08-08-2022 | AOVPB005 - PAPPU KUMAR | 08-08-2022 | AOVPB017 - Vikas Tomer | 09-06-2022 | active |  |  |  | working condition
2110060060 | KAPURTHALA | DH | DH KAPURTHALA | OT(GYN & OBS) | SURGICAL | SURGICAL ELECTRIC CAUTERY | CRITICAL | ALAN ELECTRONIC SYSTEM | ELSY 360 L + | 0 | 79420 |  | 09-04-2014 |  | UNDER BMC |  |  | WORKING | WORKING | 08-08-2022 | AOVPB005 - PAPPU KUMAR | 08-08-2022 | AOVPB017 - Vikas Tomer | 09-06-2022 | active |  |  |  | working condition
2110060061 | KAPURTHALA | DH | DH KAPURTHALA | OT(GYN & OBS) | VENTILATOR | BOYLES APPARATUS | NON CRITICAL | HOSPITECH | MAJOR | 0 | 220080 |  | 09-04-2018 |  | UNDER BMC |  |  | NOT WORKING | WORKING | 08-08-2022 | AOVPB005 - PAPPU KUMAR | 08-08-2022 | AOVPB017 - Vikas Tomer | 09-06-2022 | active |  |  |  | working condition
2110060062 | KAPURTHALA | DH | DH KAPURTHALA | OT(GYN & OBS) | TABLE | OPERATION TABLE (HYDRAULIC) | NON CRITICAL | COGNATE INDIA | NA | 0 | 34335 |  | 09-03-2010 |  | UNDER BMC |  |  | WORKING | WORKING | 08-08-2022 | AOVPB005 - PAPPU KUMAR | 08-08-2022 | AOVPB017 - Vikas Tomer | 09-06-2022 | active |  |  |  | working condition
2110060063 | KAPURTHALA | DH | DH KAPURTHALA | OT(GYN & OBS) | TABLE | OPERATION TABLE (HYDRAULIC) | NON CRITICAL | COGNATE INDIA | NA | 0 | 34335 |  | 09-03-2010 |  | UNDER BMC |  |  | WORKING | WORKING | 08-08-2022 | AOVPB005 - PAPPU KUMAR | 08-08-2022 | AOVPB017 - Vikas Tomer | 09-06-2022 | active |  |  |  | working condition
2110060064 | KAPURTHALA | DH | DH KAPURTHALA | LABORATORY | LABORATORY | BLOOD CELL COUNTER | CRITICAL | MERIL DIAGNOSTICS PVT. LTD | CELL COUNT EDGE | 0 | 188750 |  | 09-12-2020 |  | UNDER BMC |  |  | WORKING | WORKING | 08-08-2022 | AOVPB005 - PAPPU KUMAR | 08-08-2022 | AOVPB017 - Vikas Tomer | 09-06-2022 | active |  |  |  | working condition
2110060065 | KAPURTHALA | DH | DH KAPURTHALA | LABORATORY | LABORATORY | BLOOD CELL COUNTER | CRITICAL | MERIL DIAGNOSTICS PVT. LTD | SR 20a | 0 | 188750 |  | 09-12-2020 |  | UNDER BMC |  |  | WORKING | WORKING | 08-08-2022 | AOVPB005 - PAPPU KUMAR | 08-08-2022 | AOVPB017 - Vikas Tomer | 09-06-2022 | active |  |  |  | working condition
2110060008 | KAPURTHALA | DH | DH KAPURTHALA | ICU | MONITOR | MULTIPARA MONITOR | CRITICAL | PHILIPS | MX-500 | 0 | 529100 |  | 09-11-2019 |  | UNDER BMC |  |  | WORKING | WORKING | 08-08-2022 | AOVPB005 - PAPPU KUMAR | 08-08-2022 | AOVPB017 - Vikas Tomer | 09-06-2022 | active |  |  |  | working condition
2110060009 | KAPURTHALA | DH | DH KAPURTHALA | ICU | MONITOR | MULTIPARA MONITOR | CRITICAL | PHILIPS | MX-500 | 0 | 529100 |  | 09-11-2019 |  | UNDER BMC |  |  | WORKING | WORKING | 08-08-2022 | AOVPB005 - PAPPU KUMAR | 08-08-2022 | AOVPB017 - Vikas Tomer | 09-06-2022 | active |  |  |  | working condition
2110060010 | KAPURTHALA | DH | DH KAPURTHALA | ICU | MONITOR | MULTIPARA MONITOR | CRITICAL | PHILIPS | MX-500 | 0 | 529100 |  | 09-11-2019 |  | UNDER BMC |  |  | WORKING | WORKING | 08-08-2022 | AOVPB005 - PAPPU KUMAR | 08-08-2022 | AOVPB017 - Vikas Tomer | 09-06-2022 | active |  |  |  | working condition
2110060011 | KAPURTHALA | DH | DH KAPURTHALA | ICU | MONITOR | MULTIPARA MONITOR | CRITICAL | PHILIPS | MX-500 | 0 | 529100 |  | 09-11-2019 |  | UNDER BMC |  |  | WORKING | WORKING | 08-08-2022 | AOVPB005 - PAPPU KUMAR | 08-08-2022 | AOVPB017 - Vikas Tomer | 09-06-2022 | active |  |  |  | working condition
2110060012 | KAPURTHALA | DH | DH KAPURTHALA | ICU | MONITOR | MULTIPARA MONITOR | CRITICAL | PHILIPS | MX-500 | 0 | 529100 |  | 09-11-2019 |  | UNDER BMC |  |  | WORKING | WORKING | 08-08-2022 | AOVPB005 - PAPPU KUMAR | 08-08-2022 | AOVPB017 - Vikas Tomer | 09-06-2022 | active |  |  |  | working condition
2110060013 | KAPURTHALA | DH | DH KAPURTHALA | ICU | MONITOR | MULTIPARA MONITOR | CRITICAL | PHILIPS | MX-500 | 0 | 529100 |  | 09-11-2019 |  | UNDER BMC |  |  | WORKING | WORKING | 08-08-2022 | AOVPB005 - PAPPU KUMAR | 08-08-2022 | AOVPB017 - Vikas Tomer | 09-06-2022 | active |  |  |  | working condition
2110060014 | KAPURTHALA | DH | DH KAPURTHALA | ICU | PUMP INFUSION | SYRINGE PUMP | NON CRITICAL | B. BRAUN | Compact plus | 0 | 51700 |  | 09-11-2019 |  | UNDER BMC |  |  | WORKING | WORKING | 08-08-2022 | AOVPB005 - PAPPU KUMAR | 08-08-2022 | AOVPB017 - Vikas Tomer | 09-06-2022 | active |  |  |  | working condition
2110060015 | KAPURTHALA | DH | DH KAPURTHALA | ICU | PUMP INFUSION | SYRINGE PUMP | NON CRITICAL | B. BRAUN | Compact plus | 0 | 51700 |  | 09-11-2019 |  | UNDER BMC |  |  | WORKING | WORKING | 08-08-2022 | AOVPB005 - PAPPU KUMAR | 08-08-2022 | AOVPB017 - Vikas Tomer | 09-06-2022 | active |  |  |  | working condition
2110060016 | KAPURTHALA | DH | DH KAPURTHALA | ICU | PUMP INFUSION | SYRINGE PUMP | NON CRITICAL | B. BRAUN | Compact plus | 0 | 51700 |  | 09-11-2019 |  | UNDER BMC |  |  | WORKING | WORKING | 08-08-2022 | AOVPB005 - PAPPU KUMAR | 08-08-2022 | AOVPB017 - Vikas Tomer | 09-06-2022 | active |  |  |  | working condition
2110060017 | KAPURTHALA | DH | DH KAPURTHALA | ICU | PUMP INFUSION | SYRINGE PUMP | NON CRITICAL | B. BRAUN | Compact plus | 0 | 51700 |  | 09-11-2019 |  | UNDER BMC |  |  | WORKING | WORKING | 08-08-2022 | AOVPB005 - PAPPU KUMAR | 08-08-2022 | AOVPB017 - Vikas Tomer | 09-06-2022 | active |  |  |  | working condition
2110060018 | KAPURTHALA | DH | DH KAPURTHALA | ICU | PUMP INFUSION | SYRINGE PUMP | NON CRITICAL | B. BRAUN | Compact plus | 0 | 51700 |  | 09-11-2019 |  | UNDER BMC |  |  | WORKING | WORKING | 08-08-2022 | AOVPB005 - PAPPU KUMAR | 08-08-2022 | AOVPB017 - Vikas Tomer | 09-06-2022 | active |  |  |  | working condition
2110060019 | KAPURTHALA | DH | DH KAPURTHALA | ICU | PUMP INFUSION | SYRINGE PUMP | NON CRITICAL | B. BRAUN | Compact plus | 0 | 51700 |  | 09-11-2019 |  | UNDER BMC |  |  | WORKING | WORKING | 08-08-2022 | AOVPB005 - PAPPU KUMAR | 08-08-2022 | AOVPB017 - Vikas Tomer | 09-06-2022 | active |  |  |  | working condition
2110060026 | KAPURTHALA | DH | DH KAPURTHALA | ICU | VENTILATOR | VENTILATOR | CRITICAL | HAMILTON MEDICAL AG | Hamilton C1 | 0 | 1430000 |  | 09-11-2019 |  | UNDER BMC |  |  | WORKING | WORKING | 08-08-2022 | AOVPB005 - PAPPU KUMAR | 08-08-2022 | AOVPB017 - Vikas Tomer | 09-06-2022 | active |  |  |  | working condition
2110060027 | KAPURTHALA | DH | DH KAPURTHALA | ICU | CARDIOLOGY | ECG MACHINE | CRITICAL | RMS | Vesta 301i | 0 | 47952 |  | 09-11-2019 |  | UNDER BMC |  |  | WORKING | WORKING | 08-08-2022 | AOVPB005 - PAPPU KUMAR | 08-08-2022 | AOVPB017 - Vikas Tomer | 09-06-2022 | active |  |  |  | working condition
2110060028 | KAPURTHALA | DH | DH KAPURTHALA | ICU | MONITOR | MULTIPARA MONITOR | CRITICAL | PHILIPS | MX500 | 0 | 529100 |  | 09-11-2019 |  | UNDER BMC |  |  | WORKING | WORKING | 08-08-2022 | AOVPB005 - PAPPU KUMAR | 08-08-2022 | AOVPB017 - Vikas Tomer | 09-06-2022 | active |  |  |  | working condition
2110060029 | KAPURTHALA | DH | DH KAPURTHALA | FEMALE SURGICAL WARD | MONITOR | MULTIPARA MONITOR | CRITICAL | PHILIPS | MX500 | 0 | 529100 |  | 09-11-2019 |  | UNDER BMC |  |  | WORKING | WORKING | 08-08-2022 | AOVPB005 - PAPPU KUMAR | 08-08-2022 | AOVPB017 - Vikas Tomer | 09-06-2022 | active |  |  |  | working condition
2110060030 | KAPURTHALA | DH | DH KAPURTHALA | FEMALE SURGICAL WARD | MONITOR | MULTIPARA MONITOR | CRITICAL | PHILIPS | MX500 | 0 | 529100 |  | 09-11-2019 |  | UNDER BMC |  |  | WORKING | WORKING | 08-08-2022 | AOVPB005 - PAPPU KUMAR | 08-08-2022 | AOVPB017 - Vikas Tomer | 09-06-2022 | active |  |  |  | working condition
2110060031 | KAPURTHALA | DH | DH KAPURTHALA | FEMALE SURGICAL WARD | MONITOR | MULTIPARA MONITOR | CRITICAL | PHILIPS | MX500 | 0 | 529100 |  | 09-11-2019 |  | UNDER BMC |  |  | WORKING | WORKING | 08-08-2022 | AOVPB005 - PAPPU KUMAR | 08-08-2022 | AOVPB017 - Vikas Tomer | 09-06-2022 | active |  |  |  | working condition
2110060032 | KAPURTHALA | DH | DH KAPURTHALA | FEMALE SURGICAL WARD | MONITOR | MULTIPARA MONITOR | CRITICAL | PHILIPS | MX500 | 0 | 529100 |  | 09-11-2019 |  | UNDER BMC |  |  | WORKING | WORKING | 08-08-2022 | AOVPB005 - PAPPU KUMAR | 08-08-2022 | AOVPB017 - Vikas Tomer | 09-06-2022 | active |  |  |  | working condition
2110060033 | KAPURTHALA | DH | DH KAPURTHALA | FEMALE SURGICAL WARD | CARDIOLOGY | ECG MACHINE | CRITICAL | PHILIPS | PAGE WRITER TC20 CARDIOGRAPH | 0 | 350000 |  | 09-11-2019 |  | UNDER BMC |  |  | WORKING | WORKING | 08-08-2022 | AOVPB005 - PAPPU KUMAR | 08-08-2022 | AOVPB017 - Vikas Tomer | 09-06-2022 | active |  |  |  | working condition
2110060066 | KAPURTHALA | DH | DH KAPURTHALA | LABORATORY | LABORATORY | FULLY AUTO ANALYZER | CRITICAL | TRANSASIA BIOMEDICAL LTD/SYSMEX CORPORATION | XL 640 | 0 | 1485000 |  | 10-05-2017 |  | UNDER BMC |  |  | TO BE CONDEMNED | TO BE CONDEMNED | 08-08-2022 | AOVPB005 - PAPPU KUMAR | 08-08-2022 | AOVPB017 - Vikas Tomer | 10-06-2022 | Inactive |  |  |  | not in working
2110060067 | KAPURTHALA | DH | DH KAPURTHALA | LABORATORY | LABORATORY | ELECTROLYTE ANALYZER | NON CRITICAL | SENSA CORE | ST-200 PRO | 0 | 216000 |  | 17-11-2020 |  | UNDER BMC |  |  | WORKING | WORKING | 08-08-2022 | AOVPB005 - PAPPU KUMAR | 08-08-2022 | AOVPB017 - Vikas Tomer | 10-06-2022 | active |  |  |  | working condition
2110060069 | KAPURTHALA | DH | DH KAPURTHALA | LABORATORY | LABORATORY | ELECTRIC CENTRIFUGE TABLE TOP | NON CRITICAL | LOCAL | NA | 0 | 20000 |  | 17-11-2020 |  | UNDER BMC |  |  | WORKING | WORKING | 08-08-2022 | AOVPB005 - PAPPU KUMAR | 08-08-2022 | AOVPB017 - Vikas Tomer | 10-06-2022 | active |  |  |  | working condition
2110060070 | KAPURTHALA | DH | DH KAPURTHALA | LABORATORY | LABORATORY | HOT AIR OVEN | NON CRITICAL | POPULAR INDIA | NA | 0 | 61065 |  | 17-11-2019 |  | UNDER BMC |  |  | WORKING | WORKING | 08-08-2022 | AOVPB005 - PAPPU KUMAR | 08-08-2022 | AOVPB017 - Vikas Tomer | 10-06-2022 | active |  |  |  | working condition
2110060117 | KAPURTHALA | DH | DH KAPURTHALA | BLOOD BANK | LABORATORY | ROTAR/SHAKER (VDRL) | NON CRITICAL | LABOTECH | BDI145 | 0 | 15000 |  | 14-02-2020 |  | UNDER BMC |  |  | WORKING | WORKING | 08-08-2022 | AOVPB005 - PAPPU KUMAR | 08-08-2022 | AOVPB017 - Vikas Tomer | 11-06-2022 | active |  |  |  | working condition
2110060118 | KAPURTHALA | DH | DH KAPURTHALA | BLOOD BANK | LABORATORY | BLOOD BANK REFRIGERATOR | CRITICAL | HAIER | NA | 0 | 290000 |  | 25-11-2010 |  | UNDER BMC |  |  | WORKING | WORKING | 08-08-2022 | AOVPB005 - PAPPU KUMAR | 08-08-2022 | AOVPB017 - Vikas Tomer | 11-06-2022 | active |  |  |  | working condition
2110060119 | KAPURTHALA | DH | DH KAPURTHALA | BLOOD BANK | LABORATORY | BLOOD COLLECTION MONITOR | NON CRITICAL | REMI | NA | 0 | 102000 |  | 25-11-2010 |  | UNDER BMC |  |  | WORKING | WORKING | 08-08-2022 | AOVPB005 - PAPPU KUMAR | 08-08-2022 | AOVPB017 - Vikas Tomer | 11-06-2022 | active |  |  |  | working condition
2110060120 | KAPURTHALA | DH | DH KAPURTHALA | BLOOD BANK | LABORATORY | DISTIL WATER UNIT | NON CRITICAL | Others | NA | 0 | 25000 |  | 25-07-2014 |  | UNDER BMC |  |  | WORKING | WORKING | 08-08-2022 | AOVPB005 - PAPPU KUMAR | 08-08-2022 | AOVPB017 - Vikas Tomer | 11-06-2022 | active |  |  |  | not working
2110060122 | KAPURTHALA | DH | DH KAPURTHALA | EMERGENCY | CARDIOLOGY | ECG MACHINE | CRITICAL | RMS | vesta301i | 0 | 47952 |  | 25-07-2017 |  | UNDER BMC |  |  | WORKING | WORKING | 08-08-2022 | AOVPB005 - PAPPU KUMAR | 08-08-2022 | AOVPB017 - Vikas Tomer | 11-06-2022 | active |  |  |  | working condotion
2110060123 | KAPURTHALA | DH | DH KAPURTHALA | EMERGENCY | MONITOR | MULTIPARA MONITOR | CRITICAL | MEDITEC ENGLAND | M302 | 0 | 65000 |  | 25-11-2019 |  | UNDER BMC |  |  | WORKING | WORKING | 08-08-2022 | AOVPB005 - PAPPU KUMAR | 08-08-2022 | AOVPB017 - Vikas Tomer | 11-06-2022 | active |  |  |  | working condotion
2110060125 | KAPURTHALA | DH | DH KAPURTHALA | EMERGENCY | OTHERS | OXYGEN CONCENTRATOR | NON CRITICAL | MEDOXY | JAY-10 | 0 | 86400 |  | 25-08-2019 |  | UNDER BMC |  |  | WORKING | WORKING | 08-08-2022 | AOVPB005 - PAPPU KUMAR | 08-08-2022 | AOVPB017 - Vikas Tomer | 11-06-2022 | active |  |  |  | working condotion
2110060127 | KAPURTHALA | DH | DH KAPURTHALA | EMERGENCY | MONITOR | MULTIPARA MONITOR | CRITICAL | PHILIPS | MX-500 | 0 | 529100 |  | 10-03-2022 |  | UNDER BMC |  |  | WORKING | WORKING | 08-08-2022 | AOVPB005 - PAPPU KUMAR | 08-08-2022 | AOVPB017 - Vikas Tomer | 11-06-2022 | active |  |  |  | working condotion
2110060126 | KAPURTHALA | DH | DH KAPURTHALA | EMERGENCY | MONITOR | MULTIPARA MONITOR | CRITICAL | PHILIPS |  | 0 | 529100 |  | 10-11-2019 |  | UNDER BMC |  |  | WORKING | WORKING | 08-08-2022 | AOVPB005 - PAPPU KUMAR | 08-08-2022 | AOVPB017 - Vikas Tomer | 11-06-2022 | active |  |  |  | working condotion
2110060129 | KAPURTHALA | DH | DH KAPURTHALA | EMERGENCY | OTHERS | OXYGEN CONCENTRATOR | NON CRITICAL | MEDOXY | jay-10 | 0 | 86400 |  | 10-11-2019 |  | UNDER BMC |  |  | WORKING | WORKING | 08-08-2022 | AOVPB005 - PAPPU KUMAR | 08-08-2022 | AOVPB017 - Vikas Tomer | 11-06-2022 | active |  |  |  | working condotion
2110060131 | KAPURTHALA | DH | DH KAPURTHALA | EMERGENCY | MONITOR | MULTIPARA MONITOR | CRITICAL | MEDITEC ENGLAND | M302 | 0 | 65000 |  | 11-11-2019 |  | UNDER BMC |  |  | WORKING | WORKING | 08-08-2022 | AOVPB005 - PAPPU KUMAR | 08-08-2022 | AOVPB017 - Vikas Tomer | 11-06-2022 | active |  |  |  | working condition
2110060132 | KAPURTHALA | DH | DH KAPURTHALA | EMERGENCY | OTHERS | OXYGEN CONCENTRATOR | NON CRITICAL | MEDOXY | JAY-10 | 0 | 86400 |  | 11-11-2019 |  | UNDER BMC |  |  | WORKING | WORKING | 08-08-2022 | AOVPB005 - PAPPU KUMAR | 08-08-2022 | AOVPB017 - Vikas Tomer | 11-06-2022 | active |  |  |  | working condition
2110060133 | KAPURTHALA | DH | DH KAPURTHALA | EMERGENCY | CARDIOLOGY | ECG MACHINE | CRITICAL | RMS | PISCES -A-103 | 0 | 47952 |  | 10-03-2020 |  | UNDER BMC |  |  | WORKING | WORKING | 08-08-2022 | AOVPB005 - PAPPU KUMAR | 08-08-2022 | AOVPB017 - Vikas Tomer | 11-06-2022 | active |  |  |  | Not working
2110060134 | KAPURTHALA | DH | DH KAPURTHALA | EMERGENCY | CARDIOLOGY | ECG MACHINE | CRITICAL | RMS | vesta 301i | 0 | 47952 |  | 10-03-2020 |  | UNDER BMC |  |  | WORKING | WORKING | 08-08-2022 | AOVPB005 - PAPPU KUMAR | 08-08-2022 | AOVPB017 - Vikas Tomer | 11-06-2022 | active |  |  |  | Not working
2110060137 | KAPURTHALA | DH | DH KAPURTHALA | EMERGENCY | OTHERS | OXYGEN CONCENTRATOR | NON CRITICAL | MEDOXY | JAY-10 | 0 | 86400 |  | 10-08-2019 |  | UNDER BMC |  |  | WORKING | WORKING | 08-08-2022 | AOVPB005 - PAPPU KUMAR | 08-08-2022 | AOVPB017 - Vikas Tomer | 11-06-2022 | active |  |  |  | working conditon
2110060138 | KAPURTHALA | DH | DH KAPURTHALA | EMERGENCY | OTHERS | OXYGEN CONCENTRATOR | NON CRITICAL | MEDOXY | JAY-5 | 0 | 30300 |  | 10-08-2019 |  | UNDER BMC |  |  | WORKING | WORKING | 08-08-2022 | AOVPB005 - PAPPU KUMAR | 08-08-2022 | AOVPB017 - Vikas Tomer | 11-06-2022 | active |  |  |  | working conditon
2110060139 | KAPURTHALA | DH | DH KAPURTHALA | DENTAL OPD | DENTAL | DENTAL CHAIR UNIT | NON CRITICAL | BESTODENT INDIA PVT LTD | Mookambika | 0 | 250000 |  | 11-06-2016 |  | UNDER BMC |  |  | WORKING | WORKING | 08-08-2022 | AOVPB005 - PAPPU KUMAR | 08-08-2022 | AOVPB017 - Vikas Tomer | 11-06-2022 | active |  |  |  | working condition
2110060140 | KAPURTHALA | DH | DH KAPURTHALA | DENTAL OPD | LABORATORY | DISTIL WATER UNIT | NON CRITICAL | RUNYES | NA | 0 | 25000 |  | 10-03-2014 |  | UNDER BMC |  |  | WORKING | WORKING | 08-08-2022 | AOVPB005 - PAPPU KUMAR | 08-08-2022 | AOVPB017 - Vikas Tomer | 11-06-2022 | active |  |  |  | working condition
2110060141 | KAPURTHALA | DH | DH KAPURTHALA | DENTAL OPD | DENTAL | DENTAL CHAIR UNIT | NON CRITICAL | CONFIDENT | mookambika | 0 | 323500 |  | 25-06-2019 |  | UNDER BMC |  |  | WORKING | WORKING | 08-08-2022 | AOVPB005 - PAPPU KUMAR | 08-08-2022 | AOVPB017 - Vikas Tomer | 11-06-2022 | active |  |  |  | working condition
2110060142 | KAPURTHALA | DH | DH KAPURTHALA | DENTAL OPD | DENTAL | DENTAL X-RAY MACHINE | NON CRITICAL | RUNYES | ray 68 | 0 | 94500 |  | 10-03-2014 |  | UNDER BMC |  |  | WORKING | WORKING | 08-08-2022 | AOVPB005 - PAPPU KUMAR | 08-08-2022 | AOVPB017 - Vikas Tomer | 11-06-2022 | active |  |  |  | working condition
2110060149 | KAPURTHALA | DH | DH KAPURTHALA | DIALYSIS | CARDIOLOGY | ECG MACHINE | CRITICAL | PHILIPS | PAGE WRITER TC20 CARDIOGRAPH | 0 | 350000 |  | 05-03-2022 |  | UNDER BMC |  |  | WORKING | WORKING | 08-08-2022 | AOVPB005 - PAPPU KUMAR | 08-08-2022 | AOVPB017 - Vikas Tomer | 11-06-2022 | active |  |  |  | working condition
2110060154 | KAPURTHALA | DH | DH KAPURTHALA | SNCU | MONITOR | MULTIPARA MONITOR | CRITICAL | PHILIPS | MX500 | 0 | 529100 |  | 11-06-2019 |  | UNDER BMC |  |  | WORKING | WORKING | 08-08-2022 | AOVPB005 - PAPPU KUMAR | 08-08-2022 | AOVPB017 - Vikas Tomer | 11-06-2022 | active |  |  |  | working condition
2110060162 | KAPURTHALA | DH | DH KAPURTHALA | SNCU | MONITOR | MULTIPARA MONITOR | CRITICAL | TECHNOCARE | TM 90920 | 0 | 138585 |  | 11-06-2019 |  | UNDER BMC |  |  | WORKING | WORKING | 08-08-2022 | AOVPB005 - PAPPU KUMAR | 08-08-2022 | AOVPB017 - Vikas Tomer | 11-06-2022 | active |  |  |  | working condition
2110060170 | KAPURTHALA | DH | DH KAPURTHALA | SNCU | PULSE OXIMETER | PULSE OXYMETER | NON CRITICAL | CLARITY MEDICAL PVT LTD | oxyplus 240 ST | 0 | 29169 |  | 11-06-2017 |  | UNDER BMC |  |  | WORKING | WORKING | 08-08-2022 | AOVPB005 - PAPPU KUMAR | 08-08-2022 | AOVPB017 - Vikas Tomer | 11-06-2022 | active |  |  |  | Working condition
2110060171 | KAPURTHALA | DH | DH KAPURTHALA | SNCU | PULSE OXIMETER | PULSE OXYMETER | NON CRITICAL | CLARITY MEDICAL PVT LTD | oxyplus 240 ST | 0 | 29169 |  | 11-06-2017 |  | UNDER BMC |  |  | WORKING | WORKING | 08-08-2022 | AOVPB005 - PAPPU KUMAR | 08-08-2022 | AOVPB017 - Vikas Tomer | 11-06-2022 | active |  |  |  | Working condition
3110100010 | KAPURTHALA | SDH | SDH PHAGWARA | MAIN OT | VENTILATOR | VENTILATOR | CRITICAL | HAMILTON MEDICAL AG | HAMILTON -C1 | 0 | 1430000 |  |  |  | UNDER BMC |  |  | WORKING | WORKING | 03-08-2022 | AOVPB006 - HARPREET SINGH | 03-08-2022 | AOVPB017 - Vikas Tomer | 21-06-2022 | active
3110100011 | KAPURTHALA | SDH | SDH PHAGWARA | MAIN OT | VENTILATOR | VENTILATOR | CRITICAL | HAMILTON MEDICAL AG | hamiliton -c1 | 0 | 1430000 |  |  |  | UNDER BMC |  |  | WORKING | WORKING | 03-08-2022 | AOVPB006 - HARPREET SINGH | 03-08-2022 | AOVPB017 - Vikas Tomer | 21-06-2022 | active
3110100013 | KAPURTHALA | SDH | SDH PHAGWARA | MAIN OT | VENTILATOR | BOYLES APPARATUS | NON CRITICAL | ANAESI MAJOR | NWS-101 | 0 | 60000 |  |  |  | UNDER BMC |  |  | WORKING | WORKING | 03-08-2022 | AOVPB006 - HARPREET SINGH | 03-08-2022 | AOVPB017 - Vikas Tomer | 21-06-2022 | active
3110100014 | KAPURTHALA | SDH | SDH PHAGWARA | MAIN OT | MONITOR | MULTIPARA MONITOR | CRITICAL | NIHON KOHDEN | VISMO | 0 | 65000 |  |  |  | UNDER BMC |  |  | WORKING | WORKING | 03-08-2022 | AOVPB006 - HARPREET SINGH | 03-08-2022 | AOVPB017 - Vikas Tomer | 21-06-2022 | active
3110100016 | KAPURTHALA | SDH | SDH PHAGWARA | MAIN OT | TABLE | OPERATION TABLE (HYDRAULIC) | NON CRITICAL | SURGIDENT | XL-777 | 0 | 34335 |  |  |  | UNDER BMC |  |  | WORKING | WORKING | 03-08-2022 | AOVPB006 - HARPREET SINGH | 03-08-2022 | AOVPB017 - Vikas Tomer | 21-06-2022 | active
3110100017 | KAPURTHALA | SDH | SDH PHAGWARA | MAIN OT | OTHERS | OXYGEN CONCENTRATOR | NON CRITICAL | MEDOXY | JAY-10 | 0 | 86400 |  |  |  | UNDER BMC |  |  | WORKING | WORKING | 03-08-2022 | AOVPB006 - HARPREET SINGH | 03-08-2022 | AOVPB017 - Vikas Tomer | 21-06-2022 | active
3110100018 | KAPURTHALA | SDH | SDH PHAGWARA | MAIN OT | VENTILATOR | BOYLES APPARATUS | NON CRITICAL | HOSPITECH | MAJOR | 0 | 220080 |  |  |  | UNDER BMC |  |  | WORKING | WORKING | 03-08-2022 | AOVPB006 - HARPREET SINGH | 03-08-2022 | AOVPB017 - Vikas Tomer | 21-06-2022 | active
3110100021 | KAPURTHALA | SDH | SDH PHAGWARA | MAIN OT | OTHERS | LAPAROSCOPE | NON CRITICAL | Others | surgiflator 16 | 0 | 1200000 |  |  |  | UNDER BMC |  |  | WORKING | WORKING | 03-08-2022 | AOVPB006 - HARPREET SINGH | 03-08-2022 | AOVPB017 - Vikas Tomer | 21-06-2022 | active
3110100022 | KAPURTHALA | SDH | SDH PHAGWARA | MAIN OT | SURGICAL | SURGICAL ELECTRIC CAUTERY | CRITICAL | L & T MEDICAL EQUIPMENT | DIGITAL 400 | 0 | 70000 |  |  |  | UNDER BMC |  |  | WORKING | WORKING | 03-08-2022 | AOVPB006 - HARPREET SINGH | 03-08-2022 | AOVPB017 - Vikas Tomer | 21-06-2022 | active
3110100023 | KAPURTHALA | SDH | SDH PHAGWARA | MAIN OT | SURGICAL | SURGICAL ELECTRIC CAUTERY | CRITICAL | ALAN ELECTRONIC SYSTEM | ELSY -360L+ | 0 | 79420 |  |  |  | UNDER BMC |  |  | WORKING | WORKING | 03-08-2022 | AOVPB006 - HARPREET SINGH | 03-08-2022 | AOVPB017 - Vikas Tomer | 21-06-2022 | active
3110100024 | KAPURTHALA | SDH | SDH PHAGWARA | MAIN OT | CARDIOLOGY | DEFIBRILATOR | CRITICAL | PHYSIO CONTROL | LIFEPAK-20e | 0 | 719000 |  |  |  | UNDER BMC |  |  | WORKING | WORKING | 03-08-2022 | AOVPB006 - HARPREET SINGH | 03-08-2022 | AOVPB017 - Vikas Tomer | 21-06-2022 | active
3110100025 | KAPURTHALA | SDH | SDH PHAGWARA | MAIN OT | RADIOLOGY | C-ARM MACHINE (ORTHO OT) | CRITICAL | ALLENGERS | HF-46 | 0 | 718500 |  |  |  | UNDER BMC |  |  | WORKING | WORKING | 03-08-2022 | AOVPB006 - HARPREET SINGH | 03-08-2022 | AOVPB017 - Vikas Tomer | 21-06-2022 | active
3110100029 | KAPURTHALA | SDH | SDH PHAGWARA | MAIN OT | TABLE | OPERATION TABLE (ELECTRO-HYDRAULIC) | NON CRITICAL | SURGIDENT | MULTISTAR-1 | 0 | 436017 |  |  |  | UNDER BMC |  |  | WORKING | WORKING | 03-08-2022 | AOVPB006 - HARPREET SINGH | 03-08-2022 | AOVPB017 - Vikas Tomer | 21-06-2022 | active
3110100030 | KAPURTHALA | SDH | SDH PHAGWARA | MAIN OT | WARMER | RADIANT BABY WARMER | CRITICAL | PHOENIX MEDICAL SYSTEM(P) LTD. | na | 0 | 69636 |  |  |  | UNDER BMC |  |  | WORKING | WORKING | 03-08-2022 | AOVPB006 - HARPREET SINGH | 03-08-2022 | AOVPB017 - Vikas Tomer | 21-06-2022 | active
3110100031 | KAPURTHALA | SDH | SDH PHAGWARA | MAIN OT | SURGICAL | SURGICAL ELECTRIC CAUTERY | CRITICAL | ALAN ELECTRONIC SYSTEM | ELSY 360L+ | 0 | 79420 |  |  |  | UNDER BMC |  |  | WORKING | WORKING | 03-08-2022 | AOVPB006 - HARPREET SINGH | 03-08-2022 | AOVPB017 - Vikas Tomer | 21-06-2022 | active
3110100032 | KAPURTHALA | SDH | SDH PHAGWARA | MAIN OT | OTHERS | OXYGEN CONCENTRATOR | NON CRITICAL | MEDOXY | JAY-10 | 0 | 86400 |  |  |  | UNDER BMC |  |  | WORKING | WORKING | 03-08-2022 | AOVPB006 - HARPREET SINGH | 03-08-2022 | AOVPB017 - Vikas Tomer | 21-06-2022 | active
3110100033 | KAPURTHALA | SDH | SDH PHAGWARA | MAIN OT | MONITOR | MULTIPARA MONITOR | CRITICAL | PHILIPS | MX500 | 0 | 529100 |  |  |  | UNDER BMC |  |  | WORKING | WORKING | 03-08-2022 | AOVPB006 - HARPREET SINGH | 03-08-2022 | AOVPB017 - Vikas Tomer | 21-06-2022 | active
3110100036 | KAPURTHALA | SDH | SDH PHAGWARA | MAIN OT | CARDIOLOGY | DEFIBRILATOR | CRITICAL | PHYSIO CONTROL | LIFEPAK-20e | 0 | 719000 |  |  |  | UNDER BMC |  |  | WORKING | WORKING | 03-08-2022 | AOVPB006 - HARPREET SINGH | 03-08-2022 | AOVPB017 - Vikas Tomer | 21-06-2022 | active
3110100042 | KAPURTHALA | SDH | SDH PHAGWARA | LABOR ROOM | TABLE | DELIVERY TABLE | NON CRITICAL | UNITED SURGICAL INDUSTRIES | USI-E7 | 0 | 70000 |  |  |  | UNDER BMC |  |  | WORKING | WORKING | 03-08-2022 | AOVPB006 - HARPREET SINGH | 03-08-2022 | AOVPB017 - Vikas Tomer | 21-06-2022 | active
3110100043 | KAPURTHALA | SDH | SDH PHAGWARA | LABOR ROOM | TABLE | DELIVERY TABLE | NON CRITICAL | UNITED SURGICAL INDUSTRIES | USI-E7 | 0 | 70000 |  |  |  | UNDER BMC |  |  | WORKING | WORKING | 03-08-2022 | AOVPB006 - HARPREET SINGH | 03-08-2022 | AOVPB017 - Vikas Tomer | 21-06-2022 | active
3110100045 | KAPURTHALA | SDH | SDH PHAGWARA | LABOR ROOM | MONITOR | PULSE OXYMETER | NON CRITICAL | MEDITEC ENGLAND | M-302 | 0 | 34777 |  |  |  | UNDER BMC |  |  | WORKING | WORKING | 03-08-2022 | AOVPB006 - HARPREET SINGH | 03-08-2022 | AOVPB017 - Vikas Tomer | 21-06-2022 | active
3110100046 | KAPURTHALA | SDH | SDH PHAGWARA | LABOR ROOM | CARDIOLOGY | ECG MACHINE | CRITICAL | RMS | Vesta-301i | 0 | 47952 |  |  |  | UNDER BMC |  |  | WORKING | WORKING | 03-08-2022 | AOVPB006 - HARPREET SINGH | 03-08-2022 | AOVPB017 - Vikas Tomer | 21-06-2022 | active
3110100047 | KAPURTHALA | SDH | SDH PHAGWARA | LABOR ROOM | CARDIOLOGY | DEFIBRILATOR | CRITICAL | PHYSIO CONTROL | LIFEPAK-20e | 0 | 719000 |  |  |  | UNDER BMC |  |  | WORKING | WORKING | 03-08-2022 | AOVPB006 - HARPREET SINGH | 03-08-2022 | AOVPB017 - Vikas Tomer | 21-06-2022 | active
3110100048 | KAPURTHALA | SDH | SDH PHAGWARA | LABOR ROOM | OTHERS | OXYGEN CONCENTRATOR | NON CRITICAL | Others | na | 0 | 36000 |  |  |  | UNDER BMC |  |  | WORKING | WORKING | 03-08-2022 | AOVPB006 - HARPREET SINGH | 03-08-2022 | AOVPB017 - Vikas Tomer | 21-06-2022 | active
3110100051 | KAPURTHALA | SDH | SDH PHAGWARA | LABOR ROOM | TABLE | DELIVERY TABLE | NON CRITICAL | Others | na | 0 | 30000 |  |  |  | UNDER BMC |  |  | WORKING | WORKING | 03-08-2022 | AOVPB006 - HARPREET SINGH | 03-08-2022 | AOVPB017 - Vikas Tomer | 21-06-2022 | active
3110100052 | KAPURTHALA | SDH | SDH PHAGWARA | LABOR ROOM | TABLE | DELIVERY TABLE | NON CRITICAL | Others | na | 0 | 30000 |  |  |  | UNDER BMC |  |  | WORKING | WORKING | 03-08-2022 | AOVPB006 - HARPREET SINGH | 03-08-2022 | AOVPB017 - Vikas Tomer | 21-06-2022 | active
3110100053 | KAPURTHALA | SDH | SDH PHAGWARA | LABOR ROOM | TABLE | DELIVERY TABLE | NON CRITICAL | Others | na | 0 | 30000 |  |  |  | UNDER BMC |  |  | WORKING | WORKING | 03-08-2022 | AOVPB006 - HARPREET SINGH | 03-08-2022 | AOVPB017 - Vikas Tomer | 21-06-2022 | active
3110100054 | KAPURTHALA | SDH | SDH PHAGWARA | LABOR ROOM | OTHERS | OXYGEN CONCENTRATOR | NON CRITICAL | MEDOXY | JAY-10 | 0 | 86400 |  |  |  | UNDER BMC |  |  | WORKING | WORKING | 03-08-2022 | AOVPB006 - HARPREET SINGH | 03-08-2022 | AOVPB017 - Vikas Tomer | 21-06-2022 | active
3110100055 | KAPURTHALA | SDH | SDH PHAGWARA | LABOR ROOM | OTHERS | OXYGEN CONCENTRATOR | NON CRITICAL | MEDOXY | JAY-10 | 0 | 86400 |  |  |  | UNDER BMC |  |  | WORKING | WORKING | 03-08-2022 | AOVPB006 - HARPREET SINGH | 03-08-2022 | AOVPB017 - Vikas Tomer | 21-06-2022 | active
3110100056 | KAPURTHALA | SDH | SDH PHAGWARA | LABOR ROOM | OTHERS | OXYGEN CONCENTRATOR | NON CRITICAL | MEDOXY | JAY-10 | 0 | 30300 |  |  |  | UNDER BMC |  |  | WORKING | WORKING | 03-08-2022 | AOVPB006 - HARPREET SINGH | 03-08-2022 | AOVPB017 - Vikas Tomer | 21-06-2022 | active
3110100057 | KAPURTHALA | SDH | SDH PHAGWARA | LABOR ROOM | OTHERS | OXYGEN CONCENTRATOR | NON CRITICAL | MEDOXY | JAY-10 | 0 | 86400 |  |  |  | UNDER BMC |  |  | WORKING | WORKING | 03-08-2022 | AOVPB006 - HARPREET SINGH | 03-08-2022 | AOVPB017 - Vikas Tomer | 21-06-2022 | active
3110100058 | KAPURTHALA | SDH | SDH PHAGWARA | LABOR ROOM | OTHERS | OXYGEN CONCENTRATOR | NON CRITICAL | MEDOXY | JAY-10 | 0 | 86400 |  |  |  | UNDER BMC |  |  | WORKING | WORKING | 03-08-2022 | AOVPB006 - HARPREET SINGH | 03-08-2022 | AOVPB017 - Vikas Tomer | 21-06-2022 | active
3110100060 | KAPURTHALA | SDH | SDH PHAGWARA | LABOR ROOM | VENTILATOR | BOYLES APPARATUS | NON CRITICAL | UNISSI | na | 0 | 137800 |  |  |  | UNDER BMC |  |  | WORKING | WORKING | 03-08-2022 | AOVPB006 - HARPREET SINGH | 03-08-2022 | AOVPB017 - Vikas Tomer | 21-06-2022 | active
3110100062 | KAPURTHALA | SDH | SDH PHAGWARA | LABOR ROOM | CARDIOLOGY | ECG MACHINE | CRITICAL | RMS | PISCES -A-103 | 0 | 47952 |  |  |  | UNDER BMC |  |  | WORKING | WORKING | 03-08-2022 | AOVPB006 - HARPREET SINGH | 03-08-2022 | AOVPB017 - Vikas Tomer | 21-06-2022 | active
3110100063 | KAPURTHALA | SDH | SDH PHAGWARA | BLOOD BANK | LABORATORY | TUBE SEALER | NON CRITICAL | CENTRON | SE260 | 0 | 120000 |  |  |  | UNDER BMC |  |  | WORKING | WORKING | 03-08-2022 | AOVPB005 - PAPPU KUMAR | 03-08-2022 | AOVPB017 - Vikas Tomer | 21-06-2022 | active |  |  |  | working condition
3110100065 | KAPURTHALA | SDH | SDH PHAGWARA | LABOR ROOM | BLOOD BANK | BLOOD DONOR COUCH | NON CRITICAL | TERUMO PENPOL | eq -4 | 0 | 90000 |  |  |  | UNDER BMC |  |  | WORKING | WORKING | 03-08-2022 | AOVPB006 - HARPREET SINGH | 03-08-2022 | AOVPB017 - Vikas Tomer | 21-06-2022 | active
3110100066 | KAPURTHALA | SDH | SDH PHAGWARA | BLOOD BANK | LABORATORY | BLOOD COLLECTION MONITOR | NON CRITICAL | CENTRON | CM780 | 0 | 130000 |  |  |  | UNDER BMC |  |  | WORKING | WORKING | 03-08-2022 | AOVPB005 - PAPPU KUMAR | 03-08-2022 | AOVPB017 - Vikas Tomer | 21-06-2022 | active |  |  |  | working condition
3110100067 | KAPURTHALA | SDH | SDH PHAGWARA | BLOOD BANK | BLOOD BANK | BLOOD BANK REFRIGERATOR | CRITICAL | HAIER | HXC608 Haier | 0 | 290000 |  |  |  | UNDER BMC |  |  | WORKING | WORKING | 03-08-2022 | AOVPB005 - PAPPU KUMAR | 03-08-2022 | AOVPB017 - Vikas Tomer | 21-06-2022 | active |  |  |  | working condition
3110100068 | KAPURTHALA | SDH | SDH PHAGWARA | BLOOD BANK | BLOOD BANK | BLOOD BANK REFRIGERATOR | CRITICAL | HAIER | HXC608 Haier | 0 | 290000 |  |  |  | UNDER BMC |  |  | WORKING | WORKING | 03-08-2022 | AOVPB005 - PAPPU KUMAR | 03-08-2022 | AOVPB017 - Vikas Tomer | 21-06-2022 | active |  |  |  | working condition
3110100069 | KAPURTHALA | SDH | SDH PHAGWARA | BLOOD BANK | LABORATORY | ELISA READER & WASHER | NON CRITICAL | MINDRAY | MW-12A | 0 | 241000 |  |  |  | UNDER BMC |  |  | WORKING | WORKING | 03-08-2022 | AOVPB005 - PAPPU KUMAR | 03-08-2022 | AOVPB017 - Vikas Tomer | 21-06-2022 | active |  |  |  | working condition
3110100070 | KAPURTHALA | SDH | SDH PHAGWARA | BLOOD BANK | LABORATORY | ELISA READER & WASHER | NON CRITICAL | TRANSASIA BIOMEDICAL LTD/SYSMEX CORPORATION | LISA WASH | 0 | 246225 |  |  |  | UNDER BMC |  |  | WORKING | WORKING | 03-08-2022 | AOVPB006 - HARPREET SINGH | 03-08-2022 | AOVPB017 - Vikas Tomer | 21-06-2022 | active
3110100071 | KAPURTHALA | SDH | SDH PHAGWARA | BLOOD BANK | LABORATORY | ELECTRIC CENTRIFUGE TABLE TOP | NON CRITICAL | REMI | NEYA4 | 0 | 36125 |  |  |  | UNDER BMC |  |  | WORKING | WORKING | 03-08-2022 | AOVPB005 - PAPPU KUMAR | 03-08-2022 | AOVPB017 - Vikas Tomer | 21-06-2022 | active |  |  |  | working condition
3110100073 | KAPURTHALA | SDH | SDH PHAGWARA | BLOOD BANK | BLOOD BANK | BLOOD BANK REFRIGERATOR | CRITICAL | REMI | BR 120SS | 0 | 200000 |  |  |  | UNDER BMC |  |  | WORKING | WORKING | 03-08-2022 | AOVPB005 - PAPPU KUMAR | 03-08-2022 | AOVPB017 - Vikas Tomer | 21-06-2022 | active |  |  |  | working condition
3110100072 | KAPURTHALA | SDH | SDH PHAGWARA | BLOOD BANK | LABORATORY | LAB INCUBATOR | NON CRITICAL | Others | n/a | 0 | 48000 |  |  |  | UNDER BMC |  |  | WORKING | WORKING | 03-08-2022 | AOVPB006 - HARPREET SINGH | 03-08-2022 | AOVPB017 - Vikas Tomer | 21-06-2022 | active
3110100074 | KAPURTHALA | SDH | SDH PHAGWARA | BLOOD BANK | LABORATORY | LAB REFRIGERATOR | NON CRITICAL | VOLTAS | NA | 0 | 27991 |  |  |  | UNDER BMC |  |  | WORKING | WORKING | 03-08-2022 | AOVPB005 - PAPPU KUMAR | 03-08-2022 | AOVPB017 - Vikas Tomer | 21-06-2022 | active |  |  |  | working condition
3110100075 | KAPURTHALA | SDH | SDH PHAGWARA | BLOOD BANK | BLOOD BANK | BLOOD BANK REFRIGERATOR | CRITICAL | TERUMO PENPOL | 600G | 0 | 265781 |  |  |  | UNDER BMC |  |  | WORKING | WORKING | 03-08-2022 | AOVPB005 - PAPPU KUMAR | 03-08-2022 | AOVPB017 - Vikas Tomer | 21-06-2022 | active |  |  |  | working condition
3110100076 | KAPURTHALA | SDH | SDH PHAGWARA | BLOOD BANK | LABORATORY | BLOOD BANK REFRIGERATOR | CRITICAL | JEWETT | 88er-2a | 0 | 290000 |  |  |  | UNDER BMC |  |  | TO BE CONDEMNED | TO BE CONDEMNED | 03-08-2022 | AOVPB006 - HARPREET SINGH | 03-08-2022 | AOVPB017 - Vikas Tomer | 21-06-2022 | Inactive
3110100077 | KAPURTHALA | SDH | SDH PHAGWARA | BLOOD BANK | LABORATORY | BIOSAFETY CABINET | CRITICAL | MICROFLOW | micro airflow | 0 | 370000 |  |  |  | UNDER BMC |  |  | WORKING | WORKING | 03-08-2022 | AOVPB005 - PAPPU KUMAR | 03-08-2022 | AOVPB017 - Vikas Tomer | 21-06-2022 | active |  |  |  | working condition
3110100078 | KAPURTHALA | SDH | SDH PHAGWARA | BLOOD BANK | OTHERS | CRYOPRECIPITATE BATH | NON CRITICAL | REMI | CB704 | 0 | 147807 |  |  |  | UNDER BMC |  |  | WORKING | WORKING | 03-08-2022 | AOVPB005 - PAPPU KUMAR | 03-08-2022 | AOVPB017 - Vikas Tomer | 21-06-2022 | active |  |  |  | working condition
3110100080 | KAPURTHALA | SDH | SDH PHAGWARA | BLOOD BANK | BLOOD BANK | DEEP FREEZER-40 | CRITICAL | TERUMO PENPOL | DF40U | 0 | 336656 |  |  |  | UNDER BMC |  |  | WORKING | WORKING | 03-08-2022 | AOVPB005 - PAPPU KUMAR | 03-08-2022 | AOVPB017 - Vikas Tomer | 21-06-2022 | active |  |  |  | working condition
3110100079 | KAPURTHALA | SDH | SDH PHAGWARA | BLOOD BANK | LABORATORY | REFRIGERATED CENTRIFUGE MACHINE | NON CRITICAL | REMI | kbm-70plus | 0 | 1375000 |  |  |  | UNDER BMC |  |  | WORKING | WORKING | 03-08-2022 | AOVPB006 - HARPREET SINGH | 03-08-2022 | AOVPB017 - Vikas Tomer | 21-06-2022 | active
3110100081 | KAPURTHALA | SDH | SDH PHAGWARA | BLOOD BANK | BLOOD BANK | DEEP FREEZER-80 | CRITICAL | REMI | PDV 360 ULTRA | 0 | 440000 |  |  |  | UNDER BMC |  |  | WORKING | WORKING | 03-08-2022 | AOVPB005 - PAPPU KUMAR | 03-08-2022 | AOVPB017 - Vikas Tomer | 21-06-2022 | active |  |  |  | working condition
3110100083 | KAPURTHALA | SDH | SDH PHAGWARA | BLOOD BANK | LABORATORY | BLOOD COLLECTION MONITOR | NON CRITICAL | REMI | NA | 0 | 102000 |  |  |  | UNDER BMC |  |  | WORKING | WORKING | 03-08-2022 | AOVPB005 - PAPPU KUMAR | 03-08-2022 | AOVPB017 - Vikas Tomer | 21-06-2022 | active |  |  |  | working condition
3110100084 | KAPURTHALA | SDH | SDH PHAGWARA | BLOOD BANK | LABORATORY | STERILE CONNECTING DEVICE | NON CRITICAL | TERUMO PENPOL | TSCD 2 | 0 | 888300 |  |  |  | UNDER BMC |  |  | WORKING | WORKING | 03-08-2022 | AOVPB005 - PAPPU KUMAR | 03-08-2022 | AOVPB017 - Vikas Tomer | 21-06-2022 | active |  |  |  | working condition
3110100082 | KAPURTHALA | SDH | SDH PHAGWARA | BLOOD BANK | LABORATORY | PLATELET INCUBATOR & AGITATOR | NON CRITICAL | INSIGNIA INTERNATIONAL | pra-22 | 0 | 178925 |  |  |  | UNDER BMC |  |  | WORKING | WORKING | 03-08-2022 | AOVPB006 - HARPREET SINGH | 03-08-2022 | AOVPB017 - Vikas Tomer | 21-06-2022 | active
3110100085 | KAPURTHALA | SDH | SDH PHAGWARA | BLOOD BANK | OTHERS | THAWING BATH | NON CRITICAL | REMI | vs-03 | 0 | 109978 |  |  |  | UNDER BMC |  |  | WORKING | WORKING | 03-08-2022 | AOVPB006 - HARPREET SINGH | 03-08-2022 | AOVPB017 - Vikas Tomer | 21-06-2022 | active
3110100087 | KAPURTHALA | SDH | SDH PHAGWARA | BLOOD BANK | LABORATORY | ELECTRIC CENTRIFUGE TABLE TOP | NON CRITICAL | REMI | NEYA4 | 0 | 36125 |  |  |  | UNDER BMC |  |  | WORKING | WORKING | 03-08-2022 | AOVPB005 - PAPPU KUMAR | 03-08-2022 | AOVPB017 - Vikas Tomer | 21-06-2022 | active |  |  |  | working condition
3110100089 | KAPURTHALA | SDH | SDH PHAGWARA | EMERGENCY | CARDIOLOGY | ECG MACHINE | CRITICAL | RMS | vesta 301i | 0 | 47952 |  |  |  | UNDER BMC |  |  | WORKING | WORKING | 03-08-2022 | AOVPB005 - PAPPU KUMAR | 03-08-2022 | AOVPB017 - Vikas Tomer | 21-06-2022 | active |  |  |  | working condition
3110100090 | KAPURTHALA | SDH | SDH PHAGWARA | EMERGENCY | MONITOR | MULTIPARA MONITOR | CRITICAL | MEDITEC ENGLAND | m-302 | 0 | 65000 |  |  |  | UNDER BMC |  |  | WORKING | WORKING | 03-08-2022 | AOVPB006 - HARPREET SINGH | 03-08-2022 | AOVPB017 - Vikas Tomer | 21-06-2022 | active
3110100091 | KAPURTHALA | SDH | SDH PHAGWARA | EMERGENCY | CARDIOLOGY | DEFIBRILATOR | CRITICAL | PHYSIO CONTROL | 20 e | 0 | 719000 |  |  |  | UNDER BMC |  |  | WORKING | WORKING | 03-08-2022 | AOVPB005 - PAPPU KUMAR | 03-08-2022 | AOVPB017 - Vikas Tomer | 21-06-2022 | active |  |  |  | working condition
4110040001 | KAPURTHALA | CHC | CHC PANCHHAT | X-RAY ROOM | RADIOLOGY | COMPUTERIZED RADIOGRAPHY SYSTEM (CR SYSTEM) | CRITICAL | FUJIFILM | Capsula xl2/DP Smart | 0 | 950000 |  |  |  | UNDER BMC |  |  | WORKING | WORKING | 30-07-2022 | AOVPB005 - PAPPU KUMAR | 30-07-2022 | AOVPB017 - Vikas Tomer | 24-06-2022 | active |  |  |  | working condition
4110040002 | KAPURTHALA | CHC | CHC PANCHHAT | X-RAY ROOM | RADIOLOGY | X RAY MACHINE-100mA (RADIOLOGY) | CRITICAL | ALLENGERS | MARS-40 | 0 | 131750 |  |  |  | UNDER BMC |  |  | WORKING | WORKING | 30-07-2022 | AOVPB005 - PAPPU KUMAR | 30-07-2022 | AOVPB017 - Vikas Tomer | 24-06-2022 | active |  |  |  | working condition
4110040003 | KAPURTHALA | CHC | CHC PANCHHAT | X-RAY ROOM | RADIOLOGY | X RAY MACHINE-60mA (RADIOLOGY) | CRITICAL | GE ELPRO INTERNATIONAL LTD | Stallion 60 | 0 | 170810 |  |  |  | UNDER BMC |  |  | WORKING | WORKING | 30-07-2022 | AOVPB005 - PAPPU KUMAR | 30-07-2022 | AOVPB017 - Vikas Tomer | 24-06-2022 | active |  |  |  | working condition
4110040004 | KAPURTHALA | CHC | CHC PANCHHAT | DENTAL OPD | DENTAL | DENTAL X-RAY MACHINE | NON CRITICAL | ELTOP | na | 0 | 125000 |  |  |  | UNDER BMC |  |  | TO BE CONDEMNED | TO BE CONDEMNED | 30-07-2022 | AOVPB005 - PAPPU KUMAR | 30-07-2022 | AOVPB017 - Vikas Tomer | 24-06-2022 | Inactive |  |  |  | working condition
4110040005 | KAPURTHALA | CHC | CHC PANCHHAT | DENTAL OPD | LABORATORY | DISTIL WATER UNIT | NON CRITICAL | ZHAOQING GAOYAO RECENDE MEDICAL EQUIPMENT CO. LTD | BL-501 | 0 | 25000 |  |  |  | UNDER BMC |  |  | WORKING | WORKING | 30-07-2022 | AOVPB005 - PAPPU KUMAR | 30-07-2022 | AOVPB017 - Vikas Tomer | 24-06-2022 | active |  |  |  | working condition
4110040007 | KAPURTHALA | CHC | CHC PANCHHAT | DENTAL OPD | DENTAL | DENTAL CHAIR UNIT | NON CRITICAL | CONFIDENT | Mookambika | 0 | 475154 |  |  |  | UNDER BMC |  |  | WORKING | WORKING | 30-07-2022 | AOVPB005 - PAPPU KUMAR | 30-07-2022 | AOVPB017 - Vikas Tomer | 24-06-2022 | active |  |  |  | working condition
4110040008 | KAPURTHALA | CHC | CHC PANCHHAT | LABORATORY | LABORATORY | BLOOD CELL COUNTER | CRITICAL | NIHON KOHDEN | Celltac alpha plus | 0 | 327000 |  |  |  | UNDER BMC | 26-05-2022 | 25-05-2024 | WORKING | WORKING | 30-07-2022 | AOVPB005 - PAPPU KUMAR | 30-07-2022 | AOVPB017 - Vikas Tomer | 24-06-2022 | active |  |  |  | working condition
4110040009 | KAPURTHALA | CHC | CHC PANCHHAT | LABORATORY | LABORATORY | SEMI AUTO ANALYZER | NON CRITICAL | TRANSASIA BIOMEDICAL LTD/SYSMEX CORPORATION | Chem5X | 0 | 100000 |  |  |  | UNDER BMC |  |  | WORKING | WORKING | 30-07-2022 | AOVPB005 - PAPPU KUMAR | 30-07-2022 | AOVPB017 - Vikas Tomer | 24-06-2022 | active |  |  |  | working condition
4110040010 | KAPURTHALA | CHC | CHC PANCHHAT | LABORATORY | LABORATORY | LAB INCUBATOR | NON CRITICAL | LOCAL | na | 0 | 48000 |  |  |  | UNDER BMC |  |  | WORKING | WORKING | 30-07-2022 | AOVPB005 - PAPPU KUMAR | 30-07-2022 | AOVPB017 - Vikas Tomer | 24-06-2022 | active |  |  |  | working condition
4110040011 | KAPURTHALA | CHC | CHC PANCHHAT | LABORATORY | LABORATORY | ELECTRIC CENTRIFUGE TABLE TOP | NON CRITICAL | LOCAL | na | 0 | 20000 |  |  |  | UNDER BMC |  |  | WORKING | WORKING | 30-07-2022 | AOVPB005 - PAPPU KUMAR | 30-07-2022 | AOVPB017 - Vikas Tomer | 24-06-2022 | active |  |  |  | working condition
4110040012 | KAPURTHALA | CHC | CHC PANCHHAT | LABORATORY | LABORATORY | SEMI AUTO ANALYZER | NON CRITICAL | TRANSASIA BIOMEDICAL LTD/SYSMEX CORPORATION | chem 5x | 0 | 100000 |  |  |  | UNDER BMC |  |  | WORKING | WORKING | 30-07-2022 | AOVPB005 - PAPPU KUMAR | 30-07-2022 | AOVPB017 - Vikas Tomer | 24-06-2022 | active |  |  |  | working condition
4110040013 | KAPURTHALA | CHC | CHC PANCHHAT | LABORATORY | LABORATORY | LAB REFRIGERATOR | NON CRITICAL | VOLTAS | NA | 0 | 27991 |  |  |  | UNDER BMC |  |  | WORKING | WORKING | 30-07-2022 | AOVPB005 - PAPPU KUMAR | 30-07-2022 | AOVPB017 - Vikas Tomer | 24-06-2022 | active |  |  |  | working condition
4110040014 | KAPURTHALA | CHC | CHC PANCHHAT | LABORATORY | LABORATORY | ELECTRIC CENTRIFUGE TABLE TOP | NON CRITICAL | REMI | Neya4 | 0 | 36125 |  |  |  | UNDER BMC |  |  | WORKING | WORKING | 30-07-2022 | AOVPB005 - PAPPU KUMAR | 30-07-2022 | AOVPB017 - Vikas Tomer | 24-06-2022 | active |  |  |  | working condition
4110040017 | KAPURTHALA | CHC | CHC PANCHHAT | EYE O. P. D | OPTHALMOLOGY | SLIT LAMP | NON CRITICAL | CARL ZEISS MEDITEC AG | SL-115 | 0 | 325000 |  |  |  | UNDER BMC |  |  | WORKING | WORKING | 30-07-2022 | AOVPB005 - PAPPU KUMAR | 30-07-2022 | AOVPB017 - Vikas Tomer | 24-06-2022 | active |  |  |  | working condition
4110040018 | KAPURTHALA | CHC | CHC PANCHHAT | EMERGENCY | MONITOR | MULTIPARA MONITOR | CRITICAL | MEDITEC ENGLAND | M302 | 0 | 65000 |  |  |  | UNDER BMC |  |  | WORKING | WORKING | 30-07-2022 | AOVPB005 - PAPPU KUMAR | 30-07-2022 | AOVPB017 - Vikas Tomer | 24-06-2022 | active |  |  |  | working condition
4110040019 | KAPURTHALA | CHC | CHC PANCHHAT | EMERGENCY | MONITOR | MULTIPARA MONITOR | CRITICAL | MEDITEC ENGLAND | M302 | 0 | 65000 |  |  |  | UNDER BMC |  |  | WORKING | WORKING | 30-07-2022 | AOVPB005 - PAPPU KUMAR | 30-07-2022 | AOVPB017 - Vikas Tomer | 24-06-2022 | active |  |  |  | working condition
4110040020 | KAPURTHALA | CHC | CHC PANCHHAT | EMERGENCY | MONITOR | PULSE OXYMETER | NON CRITICAL | MEDITEC ENGLAND | M302 | 0 | 34777 |  |  |  | UNDER BMC |  |  | WORKING | WORKING | 30-07-2022 | AOVPB005 - PAPPU KUMAR | 30-07-2022 | AOVPB017 - Vikas Tomer | 24-06-2022 | active |  |  |  | working condition
4110040021 | KAPURTHALA | CHC | CHC PANCHHAT | EMERGENCY | OTHERS | OXYGEN CONCENTRATOR | NON CRITICAL | MICROTEK | OxyFlow 10M | 0 | 36000 |  |  |  | UNDER BMC |  |  | WORKING | WORKING | 30-07-2022 | AOVPB005 - PAPPU KUMAR | 30-07-2022 | AOVPB017 - Vikas Tomer | 24-06-2022 | active |  |  |  | working condition
4110040022 | KAPURTHALA | CHC | CHC PANCHHAT | EMERGENCY | OTHERS | OXYGEN CONCENTRATOR | NON CRITICAL | MICROTEK | OxyFlow 10M | 0 | 36000 |  |  |  | UNDER BMC |  |  | WORKING | WORKING | 30-07-2022 | AOVPB005 - PAPPU KUMAR | 30-07-2022 | AOVPB017 - Vikas Tomer | 24-06-2022 | active |  |  |  | working condition
4110040023 | KAPURTHALA | CHC | CHC PANCHHAT | EMERGENCY | OTHERS | OXYGEN CONCENTRATOR | NON CRITICAL | MICROTEK | OxyFlow 10M | 0 | 36000 |  |  |  | UNDER BMC |  |  | WORKING | WORKING | 30-07-2022 | AOVPB005 - PAPPU KUMAR | 30-07-2022 | AOVPB017 - Vikas Tomer | 24-06-2022 | active |  |  |  | working condition
4110040024 | KAPURTHALA | CHC | CHC PANCHHAT | EMERGENCY | OTHERS | OXYGEN CONCENTRATOR | NON CRITICAL | MICROTEK | OxyFlow 10M | 0 | 36000 |  |  |  | UNDER BMC |  |  | WORKING | WORKING | 30-07-2022 | AOVPB005 - PAPPU KUMAR | 30-07-2022 | AOVPB017 - Vikas Tomer | 24-06-2022 | active |  |  |  | working condition
4110040026 | KAPURTHALA | CHC | CHC PANCHHAT | EMERGENCY | CARDIOLOGY | ECG MACHINE | CRITICAL | RMS | vesta 301i | 0 | 47952 |  |  |  | UNDER BMC |  |  | WORKING | WORKING | 30-07-2022 | AOVPB005 - PAPPU KUMAR | 30-07-2022 | AOVPB017 - Vikas Tomer | 24-06-2022 | active |  |  |  | working condition
4110040027 | KAPURTHALA | CHC | CHC PANCHHAT | EMERGENCY | CARDIOLOGY | ECG MACHINE | CRITICAL | RMS | vesta 301i | 0 | 47952 |  |  |  | UNDER BMC |  |  | WORKING | WORKING | 30-07-2022 | AOVPB005 - PAPPU KUMAR | 30-07-2022 | AOVPB017 - Vikas Tomer | 24-06-2022 | active |  |  |  | working condition
4110040030 | KAPURTHALA | CHC | CHC PANCHHAT | IMMUNIZATION DEPTT (PP UNIT) | LABORATORY | DEEP FREEZER-20 | NON CRITICAL | VESTFROST DENMARK | na | 0 | 105340 |  |  |  | UNDER BMC |  |  | WORKING | WORKING | 30-07-2022 | AOVPB005 - PAPPU KUMAR | 30-07-2022 | AOVPB017 - Vikas Tomer | 24-06-2022 | active |  |  |  | working condition
4110040031 | KAPURTHALA | CHC | CHC PANCHHAT | IMMUNIZATION DEPTT (PP UNIT) | LABORATORY | ICE LINING REFRIGERATOR | NON CRITICAL | VESTFROST DENMARK | MK142 | 0 | 350000 |  |  |  | UNDER BMC |  |  | WORKING | WORKING | 30-07-2022 | AOVPB005 - PAPPU KUMAR | 30-07-2022 | AOVPB017 - Vikas Tomer | 24-06-2022 | active |  |  |  | working condition
4110040032 | KAPURTHALA | CHC | CHC PANCHHAT | IMMUNIZATION DEPTT (PP UNIT) | LABORATORY | DEEP FREEZER-20 | NON CRITICAL | HAIER | HBD 116 | 0 | 105340 |  |  |  | UNDER BMC |  |  | WORKING | WORKING | 30-07-2022 | AOVPB005 - PAPPU KUMAR | 30-07-2022 | AOVPB017 - Vikas Tomer | 24-06-2022 | active |  |  |  | working condition
4110040033 | KAPURTHALA | CHC | CHC PANCHHAT | IMMUNIZATION DEPTT (PP UNIT) | LABORATORY | ICE LINING REFRIGERATOR | NON CRITICAL | HAIER | R134a | 0 | 103449 |  |  |  | UNDER BMC |  |  | WORKING | WORKING | 30-07-2022 | AOVPB005 - PAPPU KUMAR | 30-07-2022 | AOVPB017 - Vikas Tomer | 24-06-2022 | active |  |  |  | working condition
4110040034 | KAPURTHALA | CHC | CHC PANCHHAT | IMMUNIZATION DEPTT (PP UNIT) | LABORATORY | ICE LINING REFRIGERATOR | NON CRITICAL | VESTFROST DENMARK | na | 0 | 350000 |  |  |  | UNDER BMC |  |  | WORKING | WORKING | 30-07-2022 | AOVPB005 - PAPPU KUMAR | 30-07-2022 | AOVPB017 - Vikas Tomer | 24-06-2022 | active |  |  |  | working condition
4110040038 | KAPURTHALA | CHC | CHC PANCHHAT | LABOR ROOM | MONITOR | PULSE OXYMETER | NON CRITICAL | MEDITEC ENGLAND | M302 | 0 | 34777 |  |  |  | UNDER BMC |  |  | WORKING | WORKING | 30-07-2022 | AOVPB005 - PAPPU KUMAR | 30-07-2022 | AOVPB017 - Vikas Tomer | 24-06-2022 | active |  |  |  | working condition
4110040039 | KAPURTHALA | CHC | CHC PANCHHAT | LABOR ROOM | OTHERS | OXYGEN CONCENTRATOR | NON CRITICAL | MEDOXY | JAY-5 | 0 | 30300 |  |  |  | UNDER BMC |  |  | WORKING | WORKING | 30-07-2022 | AOVPB005 - PAPPU KUMAR | 30-07-2022 | AOVPB017 - Vikas Tomer | 24-06-2022 | active |  |  |  | working condition
4110040042 | KAPURTHALA | CHC | CHC PANCHHAT | LABOR ROOM | TABLE | DELIVERY TABLE | NON CRITICAL | SUPER Q | na | 0 | 30000 |  |  |  | UNDER BMC |  |  | WORKING | WORKING | 30-07-2022 | AOVPB005 - PAPPU KUMAR | 30-07-2022 | AOVPB017 - Vikas Tomer | 24-06-2022 | active |  |  |  | working condition
4110040043 | KAPURTHALA | CHC | CHC PANCHHAT | LABOR ROOM | TABLE | DELIVERY TABLE | NON CRITICAL | LOCAL | na | 0 | 30000 |  |  |  | UNDER BMC |  |  | WORKING | WORKING | 30-07-2022 | AOVPB005 - PAPPU KUMAR | 30-07-2022 | AOVPB017 - Vikas Tomer | 24-06-2022 | active |  |  |  | working condition
4110040028 | KAPURTHALA | CHC | CHC PANCHHAT | EMERGENCY | CARDIOLOGY | DEFIBRILATOR | CRITICAL | PHYSIO CONTROL | 20e | 0 | 719000 |  |  |  | UNDER BMC |  |  | WORKING | WORKING | 29-07-2022 | AOVPB005 - PAPPU KUMAR | 29-07-2022 | AOVPB017 - Vikas Tomer | 24-06-2022 | active |  |  |  | working conditon
4110040029 | KAPURTHALA | CHC | CHC PANCHHAT | EMERGENCY | MONITOR | PULSE OXYMETER | NON CRITICAL | MEDITEC ENGLAND | M302 | 0 | 34777 |  |  |  | UNDER BMC |  |  | WORKING | WORKING | 29-07-2022 | AOVPB005 - PAPPU KUMAR | 29-07-2022 | AOVPB017 - Vikas Tomer | 24-06-2022 | active |  |  |  | working conditon
4110040040 | KAPURTHALA | CHC | CHC PANCHHAT | EMERGENCY | OTHERS | OXYGEN CONCENTRATOR | NON CRITICAL | JIANGSU YUYUE MEDICAL EQUIPMENT | JMCA5A | 0 | 38047 |  |  |  | UNDER BMC |  |  | WORKING | WORKING | 29-07-2022 | AOVPB005 - PAPPU KUMAR | 29-07-2022 | AOVPB017 - Vikas Tomer | 24-06-2022 | active |  |  |  | working conditon
4110040046 | KAPURTHALA | CHC | CHC PANCHHAT | MORTUARY | OTHERS | MORTUARY FREEZER | NON CRITICAL | BLUE STAR | NIL | 0 | 333000 |  |  |  | UNDER BMC |  |  | WORKING | WORKING | 29-07-2022 | AOVPB005 - PAPPU KUMAR | 29-07-2022 | AOVPB017 - Vikas Tomer | 24-06-2022 | active |  |  |  | not in working conditon
3110100104 | KAPURTHALA | SDH | SDH PHAGWARA | MAIN OT | VENTILATOR | VENTILATOR (PORTABLE) | CRITICAL | PULMONATIC SYSTEM | LTV1000 | 0 | 233759 |  |  |  | UNDER BMC |  |  | WORKING | WORKING | 29-07-2022 | AOVPB005 - PAPPU KUMAR | 29-07-2022 | AOVPB017 - Vikas Tomer | 27-06-2022 | active |  |  |  | working condition
3110100107 | KAPURTHALA | SDH | SDH PHAGWARA | LABORATORY | LABORATORY | ELECTRIC CENTRIFUGE TABLE TOP | NON CRITICAL | REMI | Neya-4 | 0 | 36125 |  |  |  | UNDER BMC |  |  | WORKING | WORKING | 28-07-2022 | AOVPB005 - PAPPU KUMAR | 28-07-2022 | AOVPB017 - Vikas Tomer | 27-06-2022 | active |  |  |  | working condition
3110100108 | KAPURTHALA | SDH | SDH PHAGWARA | LABORATORY | LABORATORY | ICE LINING REFRIGERATOR | NON CRITICAL | VESTFROST DENMARK | Denmark | 0 | 350000 |  |  |  | UNDER BMC |  |  | WORKING | WORKING | 28-07-2022 | AOVPB005 - PAPPU KUMAR | 28-07-2022 | AOVPB017 - Vikas Tomer | 27-06-2022 | active |  |  |  | working condition
3110100109 | KAPURTHALA | SDH | SDH PHAGWARA | DENTAL OPD | DENTAL | DENTAL CHAIR UNIT | NON CRITICAL | CONFIDENT | NA | 0 | 475154 |  |  |  | UNDER BMC |  |  | WORKING | WORKING | 28-07-2022 | AOVPB005 - PAPPU KUMAR | 28-07-2022 | AOVPB017 - Vikas Tomer | 27-06-2022 | active |  |  |  | working condition
3110100111 | KAPURTHALA | SDH | SDH PHAGWARA | DENTAL OPD | LABORATORY | DISTIL WATER UNIT | NON CRITICAL | RUNYES | Drink | 0 | 25000 |  |  |  | UNDER BMC |  |  | WORKING | WORKING | 28-07-2022 | AOVPB005 - PAPPU KUMAR | 28-07-2022 | AOVPB017 - Vikas Tomer | 27-06-2022 | active |  |  |  | working condition
3110100112 | KAPURTHALA | SDH | SDH PHAGWARA | DENTAL OPD | DENTAL | SEALING MACHINE(DENTAL) | NON CRITICAL | LOCAL | na | 0 | 30000 |  |  |  | UNDER BMC |  |  | WORKING | WORKING | 28-07-2022 | AOVPB005 - PAPPU KUMAR | 28-07-2022 | AOVPB017 - Vikas Tomer | 27-06-2022 | active |  |  |  | working condition
3110100114 | KAPURTHALA | SDH | SDH PHAGWARA | EYE O. P. D | OPTHALMOLOGY | AUTO REFRACTORMETER WITH KERATOMETER | NON CRITICAL | HUVITZ CO. LTD. | HRK8000A | 0 | 449000 |  |  |  | UNDER BMC |  |  | WORKING | WORKING | 28-07-2022 | AOVPB005 - PAPPU KUMAR | 28-07-2022 | AOVPB017 - Vikas Tomer | 27-06-2022 | active |  |  |  | working condition
3110100115 | KAPURTHALA | SDH | SDH PHAGWARA | EYE O. P. D | OPTHALMOLOGY | LENSOMETER | NON CRITICAL | SHIGIYA MACHINERY WORKS LTD. | Stm | 0 | 175000 |  |  |  | UNDER BMC |  |  | WORKING | WORKING | 28-07-2022 | AOVPB005 - PAPPU KUMAR | 28-07-2022 | AOVPB017 - Vikas Tomer | 27-06-2022 | active |  |  |  | working condition
3110100116 | KAPURTHALA | SDH | SDH PHAGWARA | EYE O. P. D | OPTHALMOLOGY | EYE REFRACTION UNIT | NON CRITICAL | APPASAMY ASSOCIATES | AARU2000 | 0 | 94500 |  |  |  | UNDER BMC |  |  | WORKING | WORKING | 28-07-2022 | AOVPB005 - PAPPU KUMAR | 28-07-2022 | AOVPB017 - Vikas Tomer | 27-06-2022 | active |  |  |  | working condition
3110100117 | KAPURTHALA | SDH | SDH PHAGWARA | EYE O. P. D | OPTHALMOLOGY | SLIT LAMP | NON CRITICAL | KEELER | 40H | 0 | 325000 |  |  |  | UNDER BMC |  |  | WORKING | WORKING | 28-07-2022 | AOVPB005 - PAPPU KUMAR | 28-07-2022 | AOVPB017 - Vikas Tomer | 27-06-2022 | active |  |  |  | working condition
3110100118 | KAPURTHALA | SDH | SDH PHAGWARA | EYE O. P. D | OPTHALMOLOGY | KERATOMETER (Manual) | NON CRITICAL | LOCAL | na | 0 | 120000 |  |  |  | UNDER BMC |  |  | TO BE CONDEMNED | TO BE CONDEMNED | 28-07-2022 | AOVPB005 - PAPPU KUMAR | 28-07-2022 | AOVPB017 - Vikas Tomer | 27-06-2022 | Inactive |  |  |  | working condition
3110100119 | KAPURTHALA | SDH | SDH PHAGWARA | EYE O. P. D | OPTHALMOLOGY | A SCAN BIO-METER | NON CRITICAL | BIOMEDIX | ECHORULE 2 | 0 | 303570 |  |  |  | UNDER BMC |  |  | TO BE CONDEMNED | TO BE CONDEMNED | 27-07-2022 | AOVPB005 - PAPPU KUMAR | 27-07-2022 | AOVPB017 - Vikas Tomer | 27-06-2022 | Inactive |  |  |  | working condition
3110100123 | KAPURTHALA | SDH | SDH PHAGWARA | X-RAY ROOM | RADIOLOGY | COMPUTERIZED RADIOGRAPHY SYSTEM (CR SYSTEM) | CRITICAL | FUJIFILM | CAPSULA XLII & DRYPIX SMART | 0 | 950000 |  |  |  | UNDER BMC |  |  | WORKING | WORKING | 27-07-2022 | AOVPB005 - PAPPU KUMAR | 27-07-2022 | AOVPB017 - Vikas Tomer | 27-06-2022 | active |  |  |  | working condition
3110100122 | KAPURTHALA | SDH | SDH PHAGWARA | X-RAY ROOM | RADIOLOGY | X RAY MACHINE-60mA (RADIOLOGY) | CRITICAL | SIEMENS | MULTIMOBIL 2.5 | 0 | 228000 |  |  |  | UNDER BMC |  |  | WORKING | WORKING | 27-07-2022 | AOVPB005 - PAPPU KUMAR | 27-07-2022 | AOVPB017 - Vikas Tomer | 27-06-2022 | active |  |  |  | working condition
3110100124 | KAPURTHALA | SDH | SDH PHAGWARA | X-RAY ROOM | RADIOLOGY | X RAY MACHINE-500mA (RADIOLOGY) | NON CRITICAL | ALLENGERS | MARS 40 | 0 | 853912 |  |  |  | UNDER BMC |  |  | WORKING | WORKING | 27-07-2022 | AOVPB005 - PAPPU KUMAR | 27-07-2022 | AOVPB017 - Vikas Tomer | 27-06-2022 | active |  |  |  | working condition
3110100125 | KAPURTHALA | SDH | SDH PHAGWARA | X-RAY ROOM | RADIOLOGY | X RAY MACHINE-300mA (RADIOLOGY) | NON CRITICAL | ALLENGERS | ALLENGERS 325 | 0 | 820837 |  |  |  | UNDER BMC | 22-04-2021 | 21-04-2023 | WORKING | WORKING | 27-07-2022 | AOVPB005 - PAPPU KUMAR | 27-07-2022 | AOVPB017 - Vikas Tomer | 27-06-2022 | active |  |  |  | working condition
3110100130 | KAPURTHALA | SDH | SDH PHAGWARA | MALE WARD | OTHERS | OXYGEN CONCENTRATOR | NON CRITICAL | MEDOXY | jay-10 | 0 | 86400 |  |  |  | UNDER BMC |  |  | WORKING | WORKING | 27-07-2022 | AOVPB005 - PAPPU KUMAR | 27-07-2022 | AOVPB017 - Vikas Tomer | 27-06-2022 | active |  |  |  | working condition
3110100139 | KAPURTHALA | SDH | SDH PHAGWARA | LABORATORY | LABORATORY | ELECTRIC CENTRIFUGE TABLE TOP | NON CRITICAL | REMI | neya-4 | 0 | 36125 |  |  |  | UNDER BMC |  |  | WORKING | WORKING | 27-07-2022 | AOVPB005 - PAPPU KUMAR | 27-07-2022 | AOVPB017 - Vikas Tomer | 27-06-2022 | active |  |  |  | working condition
3110100140 | KAPURTHALA | SDH | SDH PHAGWARA | LABORATORY | LABORATORY | BLOOD CELL COUNTER | CRITICAL | TRANSASIA BIOMEDICAL LTD/SYSMEX CORPORATION | XP 100 | 0 | 375000 |  |  |  | UNDER BMC |  |  | WORKING | WORKING | 27-07-2022 | AOVPB005 - PAPPU KUMAR | 27-07-2022 | AOVPB017 - Vikas Tomer | 27-06-2022 | active |  |  |  | working condition
3110100141 | KAPURTHALA | SDH | SDH PHAGWARA | LABORATORY | LABORATORY | BLOOD CELL COUNTER | CRITICAL | HORIBA | ABX Micros ES60 | 0 | 247500 |  |  |  | UNDER BMC |  |  | WORKING | WORKING | 27-07-2022 | AOVPB005 - PAPPU KUMAR | 27-07-2022 | AOVPB017 - Vikas Tomer | 27-06-2022 | active |  |  |  | working condition
3110100142 | KAPURTHALA | SDH | SDH PHAGWARA | LABORATORY | LABORATORY | SEMI AUTO ANALYZER | NON CRITICAL | TRANSASIA BIOMEDICAL LTD/SYSMEX CORPORATION | Chem5X | 0 | 100000 |  |  |  | UNDER BMC |  |  | WORKING | WORKING | 27-07-2022 | AOVPB005 - PAPPU KUMAR | 27-07-2022 | AOVPB017 - Vikas Tomer | 27-06-2022 | active |  |  |  | working condition
3110100143 | KAPURTHALA | SDH | SDH PHAGWARA | LABORATORY | LABORATORY | SEMI AUTO ANALYZER | NON CRITICAL | TRANSASIA BIOMEDICAL LTD/SYSMEX CORPORATION | Chem5X | 0 | 100000 |  |  |  | UNDER BMC |  |  | WORKING | WORKING | 27-07-2022 | AOVPB005 - PAPPU KUMAR | 27-07-2022 | AOVPB017 - Vikas Tomer | 27-06-2022 | active |  |  |  | working condition
3110100144 | KAPURTHALA | SDH | SDH PHAGWARA | LABORATORY | LABORATORY | LAB REFRIGERATOR | NON CRITICAL | VOLTAS | NA | 0 | 27991 |  |  |  | UNDER BMC |  |  | TO BE CONDEMNED | TO BE CONDEMNED | 27-07-2022 | AOVPB005 - PAPPU KUMAR | 27-07-2022 | AOVPB017 - Vikas Tomer | 27-06-2022 | Inactive |  |  |  | working condition
3110100145 | KAPURTHALA | SDH | SDH PHAGWARA | LABORATORY | LABORATORY | HOT AIR OVEN | NON CRITICAL | MEMMERT | na | 0 | 61065 |  |  |  | UNDER BMC |  |  | WORKING | WORKING | 27-07-2022 | AOVPB005 - PAPPU KUMAR | 27-07-2022 | AOVPB017 - Vikas Tomer | 27-06-2022 | active |  |  |  | not in working condition
3110100146 | KAPURTHALA | SDH | SDH PHAGWARA | LABORATORY | LABORATORY | FULLY AUTO ANALYZER | CRITICAL | TRANSASIA BIOMEDICAL LTD/SYSMEX CORPORATION | EM-360 | 0 | 1045000 |  |  |  | UNDER BMC |  |  | WORKING | WORKING | 27-07-2022 | AOVPB005 - PAPPU KUMAR | 27-07-2022 | AOVPB017 - Vikas Tomer | 27-06-2022 | active |  |  |  | working condition
3110100147 | KAPURTHALA | SDH | SDH PHAGWARA | LABORATORY | LABORATORY | ELECTRIC CENTRIFUGE TABLE TOP | NON CRITICAL | REMI | RM-12C | 0 | 30975 |  |  |  | UNDER BMC |  |  | WORKING | WORKING | 27-07-2022 | AOVPB005 - PAPPU KUMAR | 27-07-2022 | AOVPB017 - Vikas Tomer | 27-06-2022 | active |  |  |  | working condition
3110100148 | KAPURTHALA | SDH | SDH PHAGWARA | LABORATORY | LABORATORY | ELISA READER & WASHER | NON CRITICAL | MINDRAY | MR-96A | 0 | 241000 |  |  |  | UNDER BMC |  |  | WORKING | WORKING | 27-07-2022 | AOVPB005 - PAPPU KUMAR | 27-07-2022 | AOVPB017 - Vikas Tomer | 27-06-2022 | active |  |  |  | working condition
3110100149 | KAPURTHALA | SDH | SDH PHAGWARA | LABORATORY | LABORATORY | BLOOD GAS ANALYZER | CRITICAL | NOVA BIOMEDICAL | pHOX | 0 | 236655 |  |  |  | UNDER BMC |  |  | TO BE CONDEMNED | TO BE CONDEMNED | 26-07-2022 | AOVPB005 - PAPPU KUMAR | 26-07-2022 | AOVPB017 - Vikas Tomer | 27-06-2022 | Inactive |  |  |  | not in working condition
3110100150 | KAPURTHALA | SDH | SDH PHAGWARA | LABORATORY | LABORATORY | WATER BATH | NON CRITICAL | SITLAY INDIA | NA | 0 | 30000 |  |  |  | UNDER BMC |  |  | WORKING | WORKING | 26-07-2022 | AOVPB005 - PAPPU KUMAR | 26-07-2022 | AOVPB017 - Vikas Tomer | 27-06-2022 | active |  |  |  | not in working condition
3110100152 | KAPURTHALA | SDH | SDH PHAGWARA | LABORATORY | LABORATORY | ELECTRIC CENTRIFUGE TABLE TOP | NON CRITICAL | HETTICH | na | 0 | 20000 |  |  |  | UNDER BMC |  |  | TO BE CONDEMNED | TO BE CONDEMNED | 26-07-2022 | AOVPB005 - PAPPU KUMAR | 26-07-2022 | AOVPB017 - Vikas Tomer | 27-06-2022 | Inactive |  |  |  | not in working condition
2110060002 | KAPURTHALA | CHC | CHC KALA SANGHIAN | LABORATORY | LABORATORY | BLOOD CELL COUNTER | CRITICAL | HORIBA | ABX MICROS ES 60 | 0 | 247500 |  | 15-11-2022 |  | UNDER BMC | 15-11-2022 | 14-11-2024 | WORKING | WORKING | 23-07-2022 | AOVPB005 - PAPPU KUMAR | 23-07-2022 | AOVPB017 - Vikas Tomer | 08-06-2022 | active
3110090001 | KAPURTHALA | SDH | SDH BHOLATH | LABORATORY | LABORATORY | SEMI AUTO ANALYZER | NON CRITICAL | TRANSASIA BIOMEDICAL LTD/SYSMEX CORPORATION | chem 5x | 0 | 100000 |  |  |  | UNDER BMC |  |  | WORKING | WORKING | 22-07-2022 | AOVPB021 - BALJINDER | 22-07-2022 | AOVPB017 - Vikas Tomer | 01-07-2022 | active
3110090002 | KAPURTHALA | SDH | SDH BHOLATH | LABORATORY | LABORATORY | SEMI AUTO ANALYZER | NON CRITICAL | TRANSASIA BIOMEDICAL LTD/SYSMEX CORPORATION | chem 5x | 0 | 100000 |  |  |  | UNDER BMC |  |  | WORKING | WORKING | 22-07-2022 | AOVPB021 - BALJINDER | 22-07-2022 | AOVPB017 - Vikas Tomer | 01-07-2022 | active
3110090003 | KAPURTHALA | SDH | SDH BHOLATH | LABORATORY | LABORATORY | LAB INCUBATOR | NON CRITICAL | Others | na | 0 | 48000 |  |  |  | UNDER BMC |  |  | WORKING | WORKING | 22-07-2022 | AOVPB021 - BALJINDER | 22-07-2022 | AOVPB017 - Vikas Tomer | 01-07-2022 | active
3110090004 | KAPURTHALA | SDH | SDH BHOLATH | LABORATORY | LABORATORY | HOT AIR OVEN | NON CRITICAL | Others | NA | 0 | 61065 |  |  |  | UNDER BMC |  |  | WORKING | WORKING | 22-07-2022 | AOVPB021 - BALJINDER | 22-07-2022 | AOVPB017 - Vikas Tomer | 01-07-2022 | active
3110090005 | KAPURTHALA | SDH | SDH BHOLATH | LABORATORY | LABORATORY | ELECTRIC CENTRIFUGE TABLE TOP | NON CRITICAL | REMI | neya 4 | 0 | 36125 |  |  |  | UNDER BMC |  |  | WORKING | WORKING | 22-07-2022 | AOVPB021 - BALJINDER | 22-07-2022 | AOVPB017 - Vikas Tomer | 01-07-2022 | active
3110090006 | KAPURTHALA | SDH | SDH BHOLATH | LABORATORY | LABORATORY | MICROSCOPE-BINOCULAR | NON CRITICAL | LABOMED INC. | Nil | 0 | 30000 |  |  |  | UNDER BMC |  |  | WORKING | WORKING | 22-07-2022 | AOVPB021 - BALJINDER | 22-07-2022 | AOVPB017 - Vikas Tomer | 01-07-2022 | active
3110090007 | KAPURTHALA | SDH | SDH BHOLATH | LABORATORY | LABORATORY | BIOSAFETY CABINET | CRITICAL | MICROFLOW | mfd_v_1200 | 0 | 370000 |  |  |  | UNDER BMC |  |  | WORKING | WORKING | 22-07-2022 | AOVPB021 - BALJINDER | 22-07-2022 | AOVPB017 - Vikas Tomer | 01-07-2022 | active
3110090008 | KAPURTHALA | SDH | SDH BHOLATH | BLOOD BANK | LABORATORY | ICE LINING REFRIGERATOR | NON CRITICAL | VESTFROST DENMARK | mk 144 | 0 | 350000 |  |  |  | UNDER BMC |  |  | WORKING | WORKING | 22-07-2022 | AOVPB021 - BALJINDER | 22-07-2022 | AOVPB017 - Vikas Tomer | 01-07-2022 | active
3110090009 | KAPURTHALA | SDH | SDH BHOLATH | BLOOD BANK | LABORATORY | ELECTRIC CENTRIFUGE TABLE TOP | NON CRITICAL | Others | na | 0 | 20000 |  |  |  | UNDER BMC |  |  | WORKING | WORKING | 22-07-2022 | AOVPB021 - BALJINDER | 22-07-2022 | AOVPB017 - Vikas Tomer | 01-07-2022 | active
3110090010 | KAPURTHALA | SDH | SDH BHOLATH | ICTC | LABORATORY | ELECTRIC CENTRIFUGE TABLE TOP | NON CRITICAL | Others | na | 0 | 20000 |  |  |  | UNDER BMC |  |  | WORKING | WORKING | 22-07-2022 | AOVPB021 - BALJINDER | 22-07-2022 | AOVPB017 - Vikas Tomer | 01-07-2022 | active
3110090011 | KAPURTHALA | SDH | SDH BHOLATH | X-RAY ROOM | RADIOLOGY | COMPUTERIZED RADIOGRAPHY SYSTEM (CR SYSTEM) | CRITICAL | FUJIFILM | Capsula xl2 / Dp smart | 0 | 950000 |  |  |  | UNDER BMC |  |  | WORKING | WORKING | 22-07-2022 | AOVPB021 - BALJINDER | 22-07-2022 | AOVPB017 - Vikas Tomer | 01-07-2022 | active
3110090012 | KAPURTHALA | SDH | SDH BHOLATH | X-RAY ROOM | RADIOLOGY | X RAY MACHINE-500mA (RADIOLOGY) | NON CRITICAL | ALLENGERS | MARSH-40 | 0 | 853912 |  |  |  | UNDER BMC |  |  | WORKING | WORKING | 22-07-2022 | AOVPB021 - BALJINDER | 22-07-2022 | AOVPB017 - Vikas Tomer | 01-07-2022 | active
3110090013 | KAPURTHALA | SDH | SDH BHOLATH | DENTAL | DENTAL | DENTAL CHAIR UNIT | NON CRITICAL | CONFIDENT | Mookambika | 0 | 475154 |  |  |  | UNDER BMC |  |  | WORKING | WORKING | 22-07-2022 | AOVPB021 - BALJINDER | 22-07-2022 | AOVPB017 - Vikas Tomer | 01-07-2022 | active
3110090016 | KAPURTHALA | SDH | SDH BHOLATH | DENTAL | LABORATORY | DISTIL WATER UNIT | NON CRITICAL | RUNYES | na | 0 | 25000 |  |  |  | UNDER BMC |  |  | WORKING | WORKING | 22-07-2022 | AOVPB021 - BALJINDER | 22-07-2022 | AOVPB017 - Vikas Tomer | 01-07-2022 | active
3110090017 | KAPURTHALA | SDH | SDH BHOLATH | DENTAL | DENTAL | DENTAL X-RAY MACHINE | NON CRITICAL | RUNYES | x ray 68(m) | 0 | 94500 |  |  |  | UNDER BMC |  |  | WORKING | WORKING | 21-07-2022 | AOVPB021 - BALJINDER | 21-07-2022 | AOVPB017 - Vikas Tomer | 01-07-2022 | active
3110090018 | KAPURTHALA | SDH | SDH BHOLATH | X-RAY ROOM | RADIOLOGY | X RAY MACHINE-100mA (RADIOLOGY) | CRITICAL | BPL MEDICAL TECHNOLOGIES PVT LTD | m rad100 | 0 | 168000 |  |  |  | UNDER BMC |  |  | WORKING | WORKING | 21-07-2022 | AOVPB021 - BALJINDER | 21-07-2022 | AOVPB017 - Vikas Tomer | 01-07-2022 | active
3110090022 | KAPURTHALA | SDH | SDH BHOLATH | ECG Room | CARDIOLOGY | ECG MACHINE | CRITICAL | RMS | vesta 301i | 0 | 47952 |  |  |  | UNDER BMC |  |  | WORKING | WORKING | 21-07-2022 | AOVPB021 - BALJINDER | 21-07-2022 | AOVPB017 - Vikas Tomer | 01-07-2022 | active
3110090023 | KAPURTHALA | SDH | SDH BHOLATH | EYE O. P. D | OPTHALMOLOGY | AUTO REFRACTORMETER WITH KERATOMETER | NON CRITICAL | AXIS | tsrk_1000 | 0 | 449000 |  |  |  | UNDER BMC |  |  | WORKING | WORKING | 21-07-2022 | AOVPB021 - BALJINDER | 21-07-2022 | AOVPB017 - Vikas Tomer | 01-07-2022 | active
3110090024 | KAPURTHALA | SDH | SDH BHOLATH | EYE O. P. D | OPTHALMOLOGY | SLIT LAMP | NON CRITICAL | KEELER | vesta 301i | 0 | 325000 |  |  |  | UNDER BMC |  |  | WORKING | WORKING | 21-07-2022 | AOVPB021 - BALJINDER | 21-07-2022 | AOVPB017 - Vikas Tomer | 01-07-2022 | active
3110090025 | KAPURTHALA | SDH | SDH BHOLATH | EYE O. P. D | OPTHALMOLOGY | A SCAN BIO-METER | NON CRITICAL | DEVINE MEDIHEALTH PVT. LTD. | DEVINE SCAN A | 0 | 132000 |  |  |  | UNDER BMC |  |  | WORKING | WORKING | 21-07-2022 | AOVPB021 - BALJINDER | 21-07-2022 | AOVPB017 - Vikas Tomer | 01-07-2022 | active
3110090026 | KAPURTHALA | SDH | SDH BHOLATH | EYE O. P. D | OPTHALMOLOGY | LENSOMETER | NON CRITICAL | SHIGIYA MACHINERY WORKS LTD. | gl_7700 | 0 | 175000 |  |  |  | UNDER BMC |  |  | WORKING | WORKING | 21-07-2022 | AOVPB021 - BALJINDER | 21-07-2022 | AOVPB017 - Vikas Tomer | 01-07-2022 | active
3110090027 | KAPURTHALA | SDH | SDH BHOLATH | STORE | OTHERS | OXYGEN CONCENTRATOR | NON CRITICAL | KONSUNG BIOMEDICAL | kosc 10 | 0 | 77650 |  |  |  | UNDER BMC |  |  | WORKING | WORKING | 21-07-2022 | AOVPB021 - BALJINDER | 21-07-2022 | AOVPB017 - Vikas Tomer | 01-07-2022 | active
3110090028 | KAPURTHALA | SDH | SDH BHOLATH | STORE | OTHERS | OXYGEN CONCENTRATOR | NON CRITICAL | KONSUNG BIOMEDICAL | kosc 10 | 0 | 77650 |  |  |  | UNDER BMC |  |  | WORKING | WORKING | 21-07-2022 | AOVPB021 - BALJINDER | 21-07-2022 | AOVPB017 - Vikas Tomer | 01-07-2022 | active
3110090029 | KAPURTHALA | SDH | SDH BHOLATH | STORE | OTHERS | OXYGEN CONCENTRATOR | NON CRITICAL | KONSUNG BIOMEDICAL | kosc 10 | 0 | 77650 |  |  |  | UNDER BMC |  |  | WORKING | WORKING | 21-07-2022 | AOVPB021 - BALJINDER | 21-07-2022 | AOVPB017 - Vikas Tomer | 01-07-2022 | active
3110090030 | KAPURTHALA | SDH | SDH BHOLATH | STORE | OTHERS | OXYGEN CONCENTRATOR | NON CRITICAL | KONSUNG BIOMEDICAL | kosc 10 | 0 | 77650 |  |  |  | UNDER BMC |  |  | WORKING | WORKING | 21-07-2022 | AOVPB021 - BALJINDER | 21-07-2022 | AOVPB017 - Vikas Tomer | 01-07-2022 | active
3110090031 | KAPURTHALA | SDH | SDH BHOLATH | STORE | OTHERS | OXYGEN CONCENTRATOR | NON CRITICAL | KONSUNG BIOMEDICAL | kosc 10 | 0 | 77650 |  |  |  | UNDER BMC |  |  | WORKING | WORKING | 21-07-2022 | AOVPB021 - BALJINDER | 21-07-2022 | AOVPB017 - Vikas Tomer | 01-07-2022 | active
3110090032 | KAPURTHALA | SDH | SDH BHOLATH | STORE | OTHERS | OXYGEN CONCENTRATOR | NON CRITICAL | KONSUNG BIOMEDICAL | kosc 10 | 0 | 77650 |  |  |  | UNDER BMC |  |  | WORKING | WORKING | 21-07-2022 | AOVPB021 - BALJINDER | 21-07-2022 | AOVPB017 - Vikas Tomer | 01-07-2022 | active
3110090033 | KAPURTHALA | SDH | SDH BHOLATH | STORE | OTHERS | OXYGEN CONCENTRATOR | NON CRITICAL | KONSUNG BIOMEDICAL | kosc 10 | 0 | 77650 |  |  |  | UNDER BMC |  |  | WORKING | WORKING | 21-07-2022 | AOVPB021 - BALJINDER | 21-07-2022 | AOVPB017 - Vikas Tomer | 01-07-2022 | active
3110090034 | KAPURTHALA | SDH | SDH BHOLATH | STORE | OTHERS | OXYGEN CONCENTRATOR | NON CRITICAL | KONSUNG BIOMEDICAL | kosc 10 | 0 | 77650 |  |  |  | UNDER BMC |  |  | WORKING | WORKING | 21-07-2022 | AOVPB021 - BALJINDER | 21-07-2022 | AOVPB017 - Vikas Tomer | 01-07-2022 | active
3110090035 | KAPURTHALA | SDH | SDH BHOLATH | STORE | OTHERS | OXYGEN CONCENTRATOR | NON CRITICAL | KONSUNG BIOMEDICAL | kosc 10 | 0 | 77650 |  |  |  | UNDER BMC |  |  | WORKING | WORKING | 21-07-2022 | AOVPB021 - BALJINDER | 21-07-2022 | AOVPB017 - Vikas Tomer | 01-07-2022 | active
3110090036 | KAPURTHALA | SDH | SDH BHOLATH | STORE | OTHERS | OXYGEN CONCENTRATOR | NON CRITICAL | KONSUNG BIOMEDICAL | kosc 10 | 0 | 77650 |  |  |  | UNDER BMC |  |  | WORKING | WORKING | 21-07-2022 | AOVPB021 - BALJINDER | 21-07-2022 | AOVPB017 - Vikas Tomer | 01-07-2022 | active
3110090040 | KAPURTHALA | SDH | SDH BHOLATH | MAIN OT | OTHERS | OXYGEN CONCENTRATOR | NON CRITICAL | MEDOXY | JAY-10 | 0 | 86400 |  |  |  | UNDER BMC |  |  | WORKING | WORKING | 21-07-2022 | AOVPB021 - BALJINDER | 21-07-2022 | AOVPB017 - Vikas Tomer | 01-07-2022 | active
3110090044 | KAPURTHALA | SDH | SDH BHOLATH | MAIN OT | SURGICAL | SURGICAL ELECTRIC CAUTERY | CRITICAL | ALAN ELECTRONIC SYSTEM | elsy_360 l | 0 | 79420 |  |  |  | UNDER BMC |  |  | WORKING | WORKING | 21-07-2022 | AOVPB021 - BALJINDER | 21-07-2022 | AOVPB017 - Vikas Tomer | 01-07-2022 | active
3110090045 | KAPURTHALA | SDH | SDH BHOLATH | MAIN OT | TABLE | OPERATION TABLE (HYDRAULIC) | NON CRITICAL | Others | na | 0 | 34335 |  |  |  | UNDER BMC |  |  | WORKING | WORKING | 21-07-2022 | AOVPB021 - BALJINDER | 21-07-2022 | AOVPB017 - Vikas Tomer | 01-07-2022 | active
3110090046 | KAPURTHALA | SDH | SDH BHOLATH | MAIN OT | TABLE | OPERATION TABLE (HYDRAULIC) | NON CRITICAL | SURGIDENT | XL-777 | 0 | 34335 |  |  |  | UNDER BMC |  |  | WORKING | WORKING | 21-07-2022 | AOVPB021 - BALJINDER | 21-07-2022 | AOVPB017 - Vikas Tomer | 01-07-2022 | active
3110090047 | KAPURTHALA | SDH | SDH BHOLATH | MAIN OT | VENTILATOR | BOYLES APPARATUS | NON CRITICAL | ANAESI MAJOR | s_298 | 0 | 60000 |  |  |  | UNDER BMC |  |  | WORKING | WORKING | 21-07-2022 | AOVPB021 - BALJINDER | 21-07-2022 | AOVPB017 - Vikas Tomer | 01-07-2022 | active
3110090048 | KAPURTHALA | SDH | SDH BHOLATH | MAIN OT | OTHERS | FOGGING MACHINE (FUMIGATION) | NON CRITICAL | MAX LIFE | na | 0 | 30000 |  |  |  | UNDER BMC |  |  | WORKING | WORKING | 21-07-2022 | AOVPB021 - BALJINDER | 21-07-2022 | AOVPB017 - Vikas Tomer | 01-07-2022 | active
3110090049 | KAPURTHALA | SDH | SDH BHOLATH | MAIN OT | MONITOR | MULTIPARA MONITOR | CRITICAL | MEDITEC ENGLAND | m302 | 0 | 65000 |  |  |  | UNDER BMC |  |  | WORKING | WORKING | 21-07-2022 | AOVPB021 - BALJINDER | 21-07-2022 | AOVPB017 - Vikas Tomer | 01-07-2022 | active
3110090050 | KAPURTHALA | SDH | SDH BHOLATH | MAIN OT | MONITOR | MULTIPARA MONITOR | CRITICAL | MEDITEC ENGLAND | m302 | 0 | 65000 |  |  |  | UNDER BMC |  |  | WORKING | WORKING | 21-07-2022 | AOVPB021 - BALJINDER | 21-07-2022 | AOVPB017 - Vikas Tomer | 01-07-2022 | active
3110090066 | KAPURTHALA | SDH | SDH BHOLATH | LABORATORY | LABORATORY | BLOOD CELL COUNTER | CRITICAL | HORIBA | ABX Micros ES 60 | 0 | 247500 |  |  |  | UNDER BMC |  |  | WORKING | WORKING | 21-07-2022 | AOVPB021 - BALJINDER | 21-07-2022 | AOVPB017 - Vikas Tomer | 01-07-2022 | active
3110090067 | KAPURTHALA | SDH | SDH BHOLATH | LABORATORY | LABORATORY | BLOOD MIXTURE | NON CRITICAL | Others | SR 20a | 0 | 15000 |  |  |  | UNDER BMC |  |  | WORKING | WORKING | 21-07-2022 | AOVPB021 - BALJINDER | 21-07-2022 | AOVPB017 - Vikas Tomer | 01-07-2022 | active
3110090068 | KAPURTHALA | SDH | SDH BHOLATH | IMMUNIZATION DEPTT (PP UNIT) | LABORATORY | DEEP FREEZER-20 | NON CRITICAL | VESTFROST DENMARK | mf144 | 0 | 105340 |  |  |  | UNDER BMC |  |  | WORKING | WORKING | 21-07-2022 | AOVPB021 - BALJINDER | 21-07-2022 | AOVPB017 - Vikas Tomer | 01-07-2022 | active
3110090069 | KAPURTHALA | SDH | SDH BHOLATH | IMMUNIZATION DEPTT (PP UNIT) | LABORATORY | ICE LINING REFRIGERATOR | NON CRITICAL | VESTFROST DENMARK | vls 300 | 0 | 350000 |  |  |  | UNDER BMC |  |  | WORKING | WORKING | 21-07-2022 | AOVPB021 - BALJINDER | 21-07-2022 | AOVPB017 - Vikas Tomer | 01-07-2022 | active
3110090070 | KAPURTHALA | SDH | SDH BHOLATH | IMMUNIZATION DEPTT (PP UNIT) | LABORATORY | ICE LINING REFRIGERATOR | NON CRITICAL | GODREJ | ILR SMALL GVR 99L LITE | 0 | 135589 |  |  |  | UNDER BMC |  |  | WORKING | WORKING | 21-07-2022 | AOVPB021 - BALJINDER | 21-07-2022 | AOVPB017 - Vikas Tomer | 01-07-2022 | active
3110090054 | KAPURTHALA | SDH | SDH BHOLATH | LABOR ROOM | OTHERS | OXYGEN CONCENTRATOR | NON CRITICAL | Others | na | 0 | 36000 |  |  |  | UNDER BMC |  |  | WORKING | WORKING | 21-07-2022 | AOVPB021 - BALJINDER | 21-07-2022 | AOVPB017 - Vikas Tomer | 01-07-2022 | active
3110090057 | KAPURTHALA | SDH | SDH BHOLATH | LABOR ROOM | TABLE | DELIVERY TABLE | NON CRITICAL | Others | na | 0 | 30000 |  |  |  | UNDER BMC |  |  | WORKING | WORKING | 21-07-2022 | AOVPB021 - BALJINDER | 21-07-2022 | AOVPB017 - Vikas Tomer | 01-07-2022 | active
3110090058 | KAPURTHALA | SDH | SDH BHOLATH | LABOR ROOM | TABLE | DELIVERY TABLE | NON CRITICAL | Others | na | 0 | 30000 |  |  |  | UNDER BMC |  |  | WORKING | WORKING | 21-07-2022 | AOVPB021 - BALJINDER | 21-07-2022 | AOVPB017 - Vikas Tomer | 01-07-2022 | active
3110090073 | KAPURTHALA | SDH | SDH BHOLATH | OT (EYE) | OPTHALMOLOGY | PHACO EMULSIFICATION MACHINE | CRITICAL | OERTLI INSTRUMENTS | CATARHEX 3 | 0 | 2551386 |  |  |  | UNDER BMC |  |  | WORKING | WORKING | 21-07-2022 | AOVPB021 - BALJINDER | 21-07-2022 | AOVPB017 - Vikas Tomer | 01-07-2022 | active
3110090081 | KAPURTHALA | SDH | SDH BHOLATH | MAIN OT | OTHERS | OXYGEN CONCENTRATOR | NON CRITICAL | Others | na | 0 | 36000 |  |  |  | UNDER BMC |  |  | WORKING | WORKING | 21-07-2022 | AOVPB021 - BALJINDER | 21-07-2022 | AOVPB017 - Vikas Tomer | 01-07-2022 | active
3110090082 | KAPURTHALA | SDH | SDH BHOLATH | MAIN OT | RADIOLOGY | C-ARM MACHINE (ORTHO OT) | CRITICAL | ALLENGERS | C-ARM HF46 | 0 | 718500 |  |  |  | UNDER BMC |  |  | WORKING | WORKING | 21-07-2022 | AOVPB021 - BALJINDER | 21-07-2022 | AOVPB017 - Vikas Tomer | 01-07-2022 | active
3110090083 | KAPURTHALA | SDH | SDH BHOLATH | MAIN OT | OTHERS | FOGGING MACHINE (FUMIGATION) | NON CRITICAL | Others | na | 0 | 30000 |  |  |  | UNDER BMC |  |  | WORKING | WORKING | 21-07-2022 | AOVPB021 - BALJINDER | 21-07-2022 | AOVPB017 - Vikas Tomer | 01-07-2022 | active
3110090084 | KAPURTHALA | SDH | SDH BHOLATH | EMERGENCY | MONITOR | MULTIPARA MONITOR | CRITICAL | MEDITEC ENGLAND | m302 | 0 | 65000 |  |  |  | UNDER BMC |  |  | WORKING | WORKING | 21-07-2022 | AOVPB021 - BALJINDER | 21-07-2022 | AOVPB017 - Vikas Tomer | 01-07-2022 | active
3110090085 | KAPURTHALA | SDH | SDH BHOLATH | EMERGENCY | CARDIOLOGY | DEFIBRILATOR | CRITICAL | PHYSIO CONTROL | na | 0 | 719000 |  |  |  | UNDER BMC |  |  | WORKING | WORKING | 21-07-2022 | AOVPB021 - BALJINDER | 21-07-2022 | AOVPB017 - Vikas Tomer | 01-07-2022 | active
3110090089 | KAPURTHALA | SDH | SDH BHOLATH | EMERGENCY | MONITOR | MULTIPARA MONITOR | CRITICAL | NIHON KOHDEN | pvma_2701 | 0 | 65000 |  |  |  | UNDER BMC |  |  | WORKING | WORKING | 21-07-2022 | AOVPB021 - BALJINDER | 21-07-2022 | AOVPB017 - Vikas Tomer | 01-07-2022 | active
3110090090 | KAPURTHALA | SDH | SDH BHOLATH | EMERGENCY | OTHERS | OXYGEN CONCENTRATOR | NON CRITICAL | MEDOXY | JAY-10 | 0 | 30300 |  |  |  | UNDER BMC |  |  | WORKING | WORKING | 21-07-2022 | AOVPB021 - BALJINDER | 21-07-2022 | AOVPB017 - Vikas Tomer | 01-07-2022 | active
3110090091 | KAPURTHALA | SDH | SDH BHOLATH | EMERGENCY | OTHERS | OXYGEN CONCENTRATOR | NON CRITICAL | Others | na | 0 | 36000 |  |  |  | UNDER BMC |  |  | WORKING | WORKING | 21-07-2022 | AOVPB021 - BALJINDER | 21-07-2022 | AOVPB017 - Vikas Tomer | 01-07-2022 | active
3110110001 | KAPURTHALA | SDH | SDH SULTANPUR LODHI | LABORATORY | LABORATORY | BLOOD CELL COUNTER | CRITICAL | TRANSASIA BIOMEDICAL LTD/SYSMEX CORPORATION | H360 | 0 | 352160 |  |  |  | UNDER BMC |  |  | WORKING | WORKING | 21-07-2022 | AOVPB005 - PAPPU KUMAR | 21-07-2022 | AOVPB017 - Vikas Tomer | 02-07-2022 | active |  |  |  | working condition
3110110002 | KAPURTHALA | SDH | SDH SULTANPUR LODHI | LABORATORY | LABORATORY | BLOOD MIXTURE | NON CRITICAL | TRANSASIA BIOMEDICAL LTD/SYSMEX CORPORATION | SR-20 A | 0 | 15000 |  |  |  | UNDER BMC |  |  | WORKING | WORKING | 21-07-2022 | AOVPB005 - PAPPU KUMAR | 21-07-2022 | AOVPB017 - Vikas Tomer | 02-07-2022 | active |  |  |  | working condition
3110110003 | KAPURTHALA | SDH | SDH SULTANPUR LODHI | LABORATORY | LABORATORY | FULLY AUTO ANALYZER | CRITICAL | TRANSASIA BIOMEDICAL LTD/SYSMEX CORPORATION | EM-360 | 0 | 1045000 |  |  |  | UNDER BMC |  |  | WORKING | WORKING | 21-07-2022 | AOVPB005 - PAPPU KUMAR | 21-07-2022 | AOVPB017 - Vikas Tomer | 02-07-2022 | active |  |  |  | working condition
3110110005 | KAPURTHALA | SDH | SDH SULTANPUR LODHI | LABORATORY | LABORATORY | WATER BATH | NON CRITICAL | VIKRANT SCIENTIFIC WORKS PVT. LTD. | na | 0 | 30000 |  |  |  | UNDER BMC |  |  | WORKING | WORKING | 21-07-2022 | AOVPB005 - PAPPU KUMAR | 21-07-2022 | AOVPB017 - Vikas Tomer | 02-07-2022 | active |  |  |  | working condition
3110110006 | KAPURTHALA | SDH | SDH SULTANPUR LODHI | LABORATORY | LABORATORY | ROTAR/SHAKER (VDRL) | NON CRITICAL | MICROSIL | na | 0 | 15000 |  |  |  | UNDER BMC |  |  | WORKING | WORKING | 21-07-2022 | AOVPB005 - PAPPU KUMAR | 21-07-2022 | AOVPB017 - Vikas Tomer | 02-07-2022 | active |  |  |  | working condition
3110110008 | KAPURTHALA | SDH | SDH SULTANPUR LODHI | LABORATORY | LABORATORY | ELECTRIC CENTRIFUGE TABLE TOP | NON CRITICAL | REMI | Neya4 | 0 | 36125 |  |  |  | UNDER BMC |  |  | WORKING | WORKING | 21-07-2022 | AOVPB005 - PAPPU KUMAR | 21-07-2022 | AOVPB017 - Vikas Tomer | 02-07-2022 | active |  |  |  | working condition
3110110009 | KAPURTHALA | SDH | SDH SULTANPUR LODHI | LABORATORY | BLOOD BANK | BLOOD BANK REFRIGERATOR | CRITICAL | REMI | BR-180 | 0 | 126000 |  |  |  | UNDER BMC |  |  | WORKING | WORKING | 21-07-2022 | AOVPB005 - PAPPU KUMAR | 21-07-2022 | AOVPB017 - Vikas Tomer | 02-07-2022 | active |  |  |  | working condition
3110110010 | KAPURTHALA | SDH | SDH SULTANPUR LODHI | LABORATORY | LABORATORY | ELECTRIC CENTRIFUGE TABLE TOP | NON CRITICAL | SWASTHIKA ELECTRONICS | na | 0 | 20000 |  |  |  | UNDER BMC |  |  | WORKING | WORKING | 21-07-2022 | AOVPB005 - PAPPU KUMAR | 21-07-2022 | AOVPB017 - Vikas Tomer | 02-07-2022 | active |  |  |  | working condition
3110110012 | KAPURTHALA | SDH | SDH SULTANPUR LODHI | X-RAY ROOM | RADIOLOGY | COMPUTERIZED RADIOGRAPHY SYSTEM (CR SYSTEM) | CRITICAL | FUJIFILM | Capsula xL2/Dp smart | 0 | 950000 |  |  |  | UNDER BMC |  |  | WORKING | WORKING | 21-07-2022 | AOVPB005 - PAPPU KUMAR | 21-07-2022 | AOVPB017 - Vikas Tomer | 02-07-2022 | active |  |  |  | working condition
3110110018 | KAPURTHALA | SDH | SDH SULTANPUR LODHI | MAIN OT | RADIOLOGY | C-ARM MACHINE (ORTHO OT) | CRITICAL | ALLENGERS | C-ARM HF46 | 0 | 718500 |  |  |  | UNDER BMC |  |  | WORKING | WORKING | 21-07-2022 | AOVPB005 - PAPPU KUMAR | 21-07-2022 | AOVPB017 - Vikas Tomer | 02-07-2022 | active |  |  |  | working condition
3110110021 | KAPURTHALA | SDH | SDH SULTANPUR LODHI | MAIN OT | TABLE | OPERATION TABLE (HYDRAULIC) | NON CRITICAL | COGNATE INDIA | SS151 | 0 | 34335 |  |  |  | UNDER BMC |  |  | WORKING | WORKING | 21-07-2022 | AOVPB005 - PAPPU KUMAR | 21-07-2022 | AOVPB017 - Vikas Tomer | 02-07-2022 | active |  |  |  | working condition
3110110022 | KAPURTHALA | SDH | SDH SULTANPUR LODHI | MAIN OT | TABLE | OPERATION TABLE (HYDRAULIC) | NON CRITICAL | COGNATE INDIA | SS151 | 0 | 34335 |  |  |  | UNDER BMC |  |  | WORKING | WORKING | 21-07-2022 | AOVPB005 - PAPPU KUMAR | 21-07-2022 | AOVPB017 - Vikas Tomer | 02-07-2022 | active |  |  |  | working condition
3110110023 | KAPURTHALA | SDH | SDH SULTANPUR LODHI | MAIN OT | TABLE | OPERATION TABLE (ELECTRO-HYDRAULIC) | NON CRITICAL | UNITED SURGICAL INDUSTRIES | USI2005 | 0 | 160000 |  |  |  | UNDER BMC |  |  | WORKING | WORKING | 21-07-2022 | AOVPB005 - PAPPU KUMAR | 21-07-2022 | AOVPB017 - Vikas Tomer | 02-07-2022 | active |  |  |  | working condition
3110110024 | KAPURTHALA | SDH | SDH SULTANPUR LODHI | MAIN OT | VENTILATOR | BOYLES APPARATUS | NON CRITICAL | HOSPITECH | MAJOR | 0 | 220080 |  |  |  | UNDER BMC |  |  | WORKING | WORKING | 21-07-2022 | AOVPB005 - PAPPU KUMAR | 21-07-2022 | AOVPB017 - Vikas Tomer | 02-07-2022 | active |  |  |  | working condition
3110110025 | KAPURTHALA | SDH | SDH SULTANPUR LODHI | MAIN OT | SURGICAL | SURGICAL ELECTRIC CAUTERY | CRITICAL | ALAN ELECTRONIC SYSTEM | elsy-360L | 0 | 79420 |  |  |  | UNDER BMC |  |  | WORKING | WORKING | 21-07-2022 | AOVPB005 - PAPPU KUMAR | 21-07-2022 | AOVPB017 - Vikas Tomer | 02-07-2022 | active |  |  |  | working condition
3110110028 | KAPURTHALA | SDH | SDH SULTANPUR LODHI | MAIN OT | OTHERS | OXYGEN CONCENTRATOR | NON CRITICAL | KONSUNG BIOMEDICAL | KSOC-10 | 0 | 77650 |  |  |  | UNDER BMC |  |  | WORKING | WORKING | 21-07-2022 | AOVPB005 - PAPPU KUMAR | 21-07-2022 | AOVPB017 - Vikas Tomer | 02-07-2022 | active |  |  |  | working condition
3110110033 | KAPURTHALA | SDH | SDH SULTANPUR LODHI | MAIN OT | OTHERS | OXYGEN CONCENTRATOR | NON CRITICAL | JIANGSU YUYUE MEDICAL EQUIPMENT | 8F-5A | 0 | 38047 |  |  |  | UNDER BMC |  |  | WORKING | WORKING | 21-07-2022 | AOVPB005 - PAPPU KUMAR | 21-07-2022 | AOVPB017 - Vikas Tomer | 02-07-2022 | active |  |  |  | working condition
3110110035 | KAPURTHALA | SDH | SDH SULTANPUR LODHI | MAIN OT | OTHERS | FOGGING MACHINE (FUMIGATION) | NON CRITICAL | EASY FOG | na | 0 | 30000 |  |  |  | UNDER BMC |  |  | WORKING | WORKING | 21-07-2022 | AOVPB005 - PAPPU KUMAR | 21-07-2022 | AOVPB017 - Vikas Tomer | 02-07-2022 | active |  |  |  | working condition
3110110037 | KAPURTHALA | SDH | SDH SULTANPUR LODHI | MAIN OT | TABLE | OPERATION TABLE (HYDRAULIC) | NON CRITICAL | LOCAL | NA | 0 | 34335 |  |  |  | UNDER BMC |  |  | WORKING | WORKING | 21-07-2022 | AOVPB005 - PAPPU KUMAR | 21-07-2022 | AOVPB017 - Vikas Tomer | 02-07-2022 | active |  |  |  | working condition
3110110039 | KAPURTHALA | SDH | SDH SULTANPUR LODHI | DENTAL OPD | LABORATORY | DISTIL WATER UNIT | NON CRITICAL | RUNYES | Drink | 0 | 25000 |  |  |  | UNDER BMC |  |  | WORKING | WORKING | 21-07-2022 | AOVPB005 - PAPPU KUMAR | 21-07-2022 | AOVPB017 - Vikas Tomer | 02-07-2022 | active |  |  |  | working condition
3110110040 | KAPURTHALA | SDH | SDH SULTANPUR LODHI | DENTAL OPD | DENTAL | DENTAL CHAIR UNIT | NON CRITICAL | CONFIDENT | Mookambika | 0 | 323500 |  |  |  | UNDER BMC |  |  | WORKING | WORKING | 21-07-2022 | AOVPB005 - PAPPU KUMAR | 21-07-2022 | AOVPB017 - Vikas Tomer | 02-07-2022 | active |  |  |  | working condition
3110110041 | KAPURTHALA | SDH | SDH SULTANPUR LODHI | DENTAL OPD | DENTAL | DENTAL X-RAY MACHINE | NON CRITICAL | RUNYES | RAY-68(M) | 0 | 94500 |  |  |  | UNDER BMC |  |  | WORKING | WORKING | 21-07-2022 | AOVPB005 - PAPPU KUMAR | 21-07-2022 | AOVPB017 - Vikas Tomer | 02-07-2022 | active |  |  |  | working condition
3110110044 | KAPURTHALA | SDH | SDH SULTANPUR LODHI | MINOR OT | TABLE | OPERATION TABLE (ELECTRO-HYDRAULIC) | NON CRITICAL | SURGIDENT | NA | 0 | 459375 |  |  |  | UNDER BMC |  |  | WORKING | WORKING | 21-07-2022 | AOVPB005 - PAPPU KUMAR | 21-07-2022 | AOVPB017 - Vikas Tomer | 02-07-2022 | active |  |  |  | working condition
3110110045 | KAPURTHALA | SDH | SDH SULTANPUR LODHI | MINOR OT | TABLE | OPERATION TABLE (HYDRAULIC) | NON CRITICAL | LOCAL | NA | 0 | 34335 |  |  |  | UNDER BMC |  |  | WORKING | WORKING | 21-07-2022 | AOVPB005 - PAPPU KUMAR | 21-07-2022 | AOVPB017 - Vikas Tomer | 02-07-2022 | active |  |  |  | working condition
3110110046 | KAPURTHALA | SDH | SDH SULTANPUR LODHI | MINOR OT | TABLE | OPERATION TABLE (HYDRAULIC) | NON CRITICAL | LOCAL | NA | 0 | 34335 |  |  |  | UNDER BMC |  |  | WORKING | WORKING | 21-07-2022 | AOVPB005 - PAPPU KUMAR | 21-07-2022 | AOVPB017 - Vikas Tomer | 02-07-2022 | active |  |  |  | working condition
3110110048 | KAPURTHALA | SDH | SDH SULTANPUR LODHI | MINOR OT | OTHERS | OXYGEN CONCENTRATOR | NON CRITICAL | MEDOXY | JAY-5 | 0 | 30300 |  |  |  | UNDER BMC |  |  | WORKING | WORKING | 21-07-2022 | AOVPB005 - PAPPU KUMAR | 21-07-2022 | AOVPB017 - Vikas Tomer | 02-07-2022 | active |  |  |  | working condition
3110110049 | KAPURTHALA | SDH | SDH SULTANPUR LODHI | ICU | OTHERS | OXYGEN CONCENTRATOR | NON CRITICAL | MEDOXY | JAY-5 | 0 | 30300 |  |  |  | UNDER BMC |  |  | WORKING | WORKING | 21-07-2022 | AOVPB005 - PAPPU KUMAR | 21-07-2022 | AOVPB017 - Vikas Tomer | 02-07-2022 | active |  |  |  | working condition
3110110056 | KAPURTHALA | SDH | SDH SULTANPUR LODHI | ICU | CARDIOLOGY | DEFIBRILATOR | CRITICAL | PHYSIO CONTROL | 20e | 0 | 719000 |  |  |  | UNDER BMC |  |  | WORKING | WORKING | 21-07-2022 | AOVPB005 - PAPPU KUMAR | 21-07-2022 | AOVPB017 - Vikas Tomer | 02-07-2022 | active |  |  |  | working condition
3110110057 | KAPURTHALA | SDH | SDH SULTANPUR LODHI | ICU | CARDIOLOGY | DEFIBRILATOR | CRITICAL | PHYSIO CONTROL | 20e | 0 | 719000 |  |  |  | UNDER BMC |  |  | WORKING | WORKING | 21-07-2022 | AOVPB005 - PAPPU KUMAR | 21-07-2022 | AOVPB017 - Vikas Tomer | 02-07-2022 | active |  |  |  | working condition
3110110058 | KAPURTHALA | SDH | SDH SULTANPUR LODHI | ICU | CARDIOLOGY | DEFIBRILATOR | CRITICAL | PHYSIO CONTROL | 20e | 0 | 719000 |  |  |  | UNDER BMC |  |  | WORKING | WORKING | 21-07-2022 | AOVPB005 - PAPPU KUMAR | 21-07-2022 | AOVPB017 - Vikas Tomer | 02-07-2022 | active |  |  |  | working condition
3110110059 | KAPURTHALA | SDH | SDH SULTANPUR LODHI | ICU | CARDIOLOGY | DEFIBRILATOR | CRITICAL | PHYSIO CONTROL | 20e | 0 | 719000 |  |  |  | UNDER BMC |  |  | WORKING | WORKING | 21-07-2022 | AOVPB005 - PAPPU KUMAR | 21-07-2022 | AOVPB017 - Vikas Tomer | 02-07-2022 | active |  |  |  | working condition
3110110060 | KAPURTHALA | SDH | SDH SULTANPUR LODHI | ICU | CARDIOLOGY | DEFIBRILATOR | CRITICAL | PHYSIO CONTROL | 20e | 0 | 719000 |  |  |  | UNDER BMC |  |  | WORKING | WORKING | 21-07-2022 | AOVPB005 - PAPPU KUMAR | 21-07-2022 | AOVPB017 - Vikas Tomer | 02-07-2022 | active |  |  |  | working condition
3110110061 | KAPURTHALA | SDH | SDH SULTANPUR LODHI | ICU | CARDIOLOGY | DEFIBRILATOR | CRITICAL | PHYSIO CONTROL | 20e | 0 | 719000 |  |  |  | UNDER BMC |  |  | WORKING | WORKING | 21-07-2022 | AOVPB005 - PAPPU KUMAR | 21-07-2022 | AOVPB017 - Vikas Tomer | 02-07-2022 | active |  |  |  | working condition
3110110062 | KAPURTHALA | SDH | SDH SULTANPUR LODHI | ICU | VENTILATOR | VENTILATOR | CRITICAL | HAMILTON MEDICAL AG | Hamilton C1 | 0 | 1430000 |  |  |  | UNDER BMC |  |  | WORKING | WORKING | 21-07-2022 | AOVPB005 - PAPPU KUMAR | 21-07-2022 | AOVPB017 - Vikas Tomer | 02-07-2022 | active |  |  |  | working condition
3110110063 | KAPURTHALA | SDH | SDH SULTANPUR LODHI | ICU | VENTILATOR | VENTILATOR | CRITICAL | HAMILTON MEDICAL AG | Hamilton C1 | 0 | 1430000 |  |  |  | UNDER BMC |  |  | WORKING | WORKING | 21-07-2022 | AOVPB005 - PAPPU KUMAR | 21-07-2022 | AOVPB017 - Vikas Tomer | 02-07-2022 | active |  |  |  | working condition
3110110064 | KAPURTHALA | SDH | SDH SULTANPUR LODHI | EMERGENCY | MONITOR | MULTIPARA MONITOR | CRITICAL | MEDITEC ENGLAND | M302 | 0 | 65000 |  |  |  | UNDER BMC |  |  | WORKING | WORKING | 21-07-2022 | AOVPB005 - PAPPU KUMAR | 21-07-2022 | AOVPB017 - Vikas Tomer | 02-07-2022 | active |  |  |  | working condition
3110110065 | KAPURTHALA | SDH | SDH SULTANPUR LODHI | EMERGENCY | OTHERS | OXYGEN CONCENTRATOR | NON CRITICAL | MEDOXY | JAY-5 | 0 | 30300 |  |  |  | UNDER BMC |  |  | WORKING | WORKING | 21-07-2022 | AOVPB005 - PAPPU KUMAR | 21-07-2022 | AOVPB017 - Vikas Tomer | 02-07-2022 | active |  |  |  | working condition
3110110067 | KAPURTHALA | SDH | SDH SULTANPUR LODHI | LABOR ROOM | TABLE | DELIVERY TABLE | NON CRITICAL | LOCAL | na | 0 | 30000 |  |  |  | UNDER BMC |  |  | WORKING | WORKING | 21-07-2022 | AOVPB005 - PAPPU KUMAR | 21-07-2022 | AOVPB017 - Vikas Tomer | 02-07-2022 | active |  |  |  | working condition
3110110068 | KAPURTHALA | SDH | SDH SULTANPUR LODHI | LABOR ROOM | TABLE | DELIVERY TABLE | NON CRITICAL | LOCAL | na | 0 | 30000 |  |  |  | UNDER BMC |  |  | WORKING | WORKING | 21-07-2022 | AOVPB005 - PAPPU KUMAR | 21-07-2022 | AOVPB017 - Vikas Tomer | 02-07-2022 | active |  |  |  | working condition
3110110070 | KAPURTHALA | SDH | SDH SULTANPUR LODHI | LABOR ROOM | OTHERS | OXYGEN CONCENTRATOR | NON CRITICAL | MEDOXY | JAY-5 | 0 | 30300 |  |  |  | UNDER BMC |  |  | WORKING | WORKING | 21-07-2022 | AOVPB005 - PAPPU KUMAR | 21-07-2022 | AOVPB017 - Vikas Tomer | 02-07-2022 | active |  |  |  | working condition
3110110072 | KAPURTHALA | SDH | SDH SULTANPUR LODHI | MAIN OT | OPTHALMOLOGY | PHACO EMULSIFICATION MACHINE | CRITICAL | OERTLI INSTRUMENTS | VC821100 | 0 | 2551386 |  |  |  | UNDER BMC |  |  | WORKING | WORKING | 20-07-2022 | AOVPB005 - PAPPU KUMAR | 20-07-2022 | AOVPB017 - Vikas Tomer | 05-07-2022 | active |  |  |  | working condition
4110050002 | KAPURTHALA | CHC | CHC TIBBA | MAIN OT | TABLE | OPERATION TABLE (HYDRAULIC) | NON CRITICAL | COGNATE INDIA | ss-151 | 0 | 34335 |  |  |  | UNDER BMC |  |  | WORKING | WORKING | 20-07-2022 | AOVPB002 - JATINDER SINGH | 20-07-2022 | AOVPB017 - Vikas Tomer | 05-07-2022 | active |  |  |  | working condition
3110110073 | KAPURTHALA | SDH | SDH SULTANPUR LODHI | MAIN OT | SURGICAL | LAPAROSCOPE | NON CRITICAL | RICHARD WOLF | LOGIC HD CORE LED | 0 | 3405290 |  |  |  | UNDER BMC |  |  | WORKING | WORKING | 20-07-2022 | AOVPB005 - PAPPU KUMAR | 20-07-2022 | AOVPB017 - Vikas Tomer | 05-07-2022 | active |  |  |  | working condition
4110050008 | KAPURTHALA | CHC | CHC TIBBA | LABOR ROOM | OTHERS | OXYGEN CONCENTRATOR | NON CRITICAL | KONSUNG BIOMEDICAL | ksoc-10 | 0 | 77650 |  |  |  | UNDER BMC |  |  | WORKING | WORKING | 20-07-2022 | AOVPB002 - JATINDER SINGH | 20-07-2022 | AOVPB017 - Vikas Tomer | 05-07-2022 | active |  |  |  | working condition
4110050011 | KAPURTHALA | CHC | CHC TIBBA | LABOR ROOM | TABLE | DELIVERY TABLE | NON CRITICAL | Others | n/a | 0 | 30000 |  |  |  | UNDER BMC |  |  | WORKING | WORKING | 20-07-2022 | AOVPB002 - JATINDER SINGH | 20-07-2022 | AOVPB017 - Vikas Tomer | 05-07-2022 | active |  |  |  | working condition
3110110082 | KAPURTHALA | SDH | SDH SULTANPUR LODHI | IMMUNIZATION DEPTT (PP UNIT) | LABORATORY | DEEP FREEZER-20 | NON CRITICAL | VESTFROST DENMARK | na | 0 | 105340 |  |  |  | UNDER BMC |  |  | WORKING | WORKING | 20-07-2022 | AOVPB005 - PAPPU KUMAR | 20-07-2022 | AOVPB017 - Vikas Tomer | 05-07-2022 | active |  |  |  | working condition
4110050016 | KAPURTHALA | CHC | CHC TIBBA | LABORATORY | LABORATORY | LAB REFRIGERATOR | NON CRITICAL | VOLTAS | 320lsd voltas | 0 | 27991 |  |  |  | UNDER BMC |  |  | NOT WORKING | WORKING | 20-07-2022 | AOVPB002 - JATINDER SINGH | 20-07-2022 | AOVPB017 - Vikas Tomer | 05-07-2022 | active |  |  |  | working condition
4110050013 | KAPURTHALA | CHC | CHC TIBBA | LABORATORY | LABORATORY | HOT AIR OVEN | NON CRITICAL | YORCO SCIENTIFIC | n/a | 0 | 35000 |  |  |  | UNDER BMC |  |  | WORKING | WORKING | 20-07-2022 | AOVPB002 - JATINDER SINGH | 20-07-2022 | AOVPB017 - Vikas Tomer | 05-07-2022 | active |  |  |  | working condition
3110110083 | KAPURTHALA | SDH | SDH SULTANPUR LODHI | IMMUNIZATION DEPTT (PP UNIT) | LABORATORY | ICE LINING REFRIGERATOR | NON CRITICAL | VESTFROST DENMARK | na | 0 | 350000 |  |  |  | UNDER BMC |  |  | WORKING | WORKING | 20-07-2022 | AOVPB005 - PAPPU KUMAR | 20-07-2022 | AOVPB017 - Vikas Tomer | 05-07-2022 | active |  |  |  | working condition
4110050012 | KAPURTHALA | CHC | CHC TIBBA | LABORATORY | LABORATORY | SEMI AUTO ANALYZER | NON CRITICAL | TRANSASIA BIOMEDICAL LTD/SYSMEX CORPORATION | CHEM-5 | 0 | 100000 |  |  |  | UNDER BMC |  |  | WORKING | WORKING | 20-07-2022 | AOVPB002 - JATINDER SINGH | 20-07-2022 | AOVPB017 - Vikas Tomer | 05-07-2022 | active |  |  |  | working condition
4110050014 | KAPURTHALA | CHC | CHC TIBBA | LABORATORY | LABORATORY | ELECTRIC CENTRIFUGE TABLE TOP | NON CRITICAL | REMI | neya 4 | 0 | 36125 |  |  |  | UNDER BMC |  |  | WORKING | WORKING | 20-07-2022 | AOVPB002 - JATINDER SINGH | 20-07-2022 | AOVPB017 - Vikas Tomer | 05-07-2022 | active |  |  |  | working condition
4110050019 | KAPURTHALA | CHC | CHC TIBBA | LABORATORY | LABORATORY | PHOTOELECTRIC COLORIMETER | NON CRITICAL | BEACON DIAGONSTIC PVT LTD | octa-1 | 0 | 6000 |  |  |  | UNDER BMC |  |  | WORKING | WORKING | 20-07-2022 | AOVPB002 - JATINDER SINGH | 20-07-2022 | AOVPB017 - Vikas Tomer | 05-07-2022 | active |  |  |  | working condition
4110050018 | KAPURTHALA | CHC | CHC TIBBA | LABORATORY | LABORATORY | ELECTRIC CENTRIFUGE TABLE TOP | NON CRITICAL | Others | n/a | 0 | 20000 |  |  |  | UNDER BMC |  |  | WORKING | WORKING | 20-07-2022 | AOVPB002 - JATINDER SINGH | 20-07-2022 | AOVPB017 - Vikas Tomer | 05-07-2022 | active |  |  |  | working condition
4110050020 | KAPURTHALA | CHC | CHC TIBBA | X-RAY ROOM | RADIOLOGY | X RAY MACHINE-100mA (RADIOLOGY) | CRITICAL | ALLENGERS | 100 FC | 0 | 131750 |  |  |  | UNDER BMC |  |  | WORKING | WORKING | 20-07-2022 | AOVPB002 - JATINDER SINGH | 20-07-2022 | AOVPB017 - Vikas Tomer | 05-07-2022 | active |  |  |  | working condition
4110050021 | KAPURTHALA | CHC | CHC TIBBA | X-RAY ROOM | RADIOLOGY | COMPUTERIZED RADIOGRAPHY SYSTEM (CR SYSTEM) | CRITICAL | FUJIFILM | cr-ir359 | 0 | 950000 |  |  |  | UNDER BMC |  |  | WORKING | WORKING | 20-07-2022 | AOVPB002 - JATINDER SINGH | 20-07-2022 | AOVPB017 - Vikas Tomer | 05-07-2022 | active |  |  |  | working condition
3110110085 | KAPURTHALA | SDH | SDH SULTANPUR LODHI | LABORATORY | LABORATORY | ELISA READER & WASHER | NON CRITICAL | TRANSASIA BIOMEDICAL LTD/SYSMEX CORPORATION | Lisascan | 0 | 246225 |  |  |  | UNDER BMC |  |  | WORKING | WORKING | 20-07-2022 | AOVPB005 - PAPPU KUMAR | 20-07-2022 | AOVPB017 - Vikas Tomer | 05-07-2022 | active |  |  |  | working condition
3110110086 | KAPURTHALA | SDH | SDH SULTANPUR LODHI | LABORATORY | LABORATORY | PH METER | NON CRITICAL | MICROSIL | na | 0 | 25000 |  |  |  | UNDER BMC |  |  | WORKING | WORKING | 20-07-2022 | AOVPB005 - PAPPU KUMAR | 20-07-2022 | AOVPB017 - Vikas Tomer | 05-07-2022 | active |  |  |  | working condition
4110050025 | KAPURTHALA | CHC | CHC TIBBA | EMERGENCY OT | OTHERS | OXYGEN CONCENTRATOR | NON CRITICAL | MICROTEK | oxyflow10m | 0 | 36000 |  |  |  | UNDER BMC |  |  | WORKING | WORKING | 20-07-2022 | AOVPB002 - JATINDER SINGH | 20-07-2022 | AOVPB017 - Vikas Tomer | 05-07-2022 | active |  |  |  | working condition
3110110091 | KAPURTHALA | SDH | SDH SULTANPUR LODHI | LABORATORY | LABORATORY | MICROTOME | NON CRITICAL | LOCAL | na | 0 | 600000 |  |  |  | UNDER BMC |  |  | WORKING | WORKING | 20-07-2022 | AOVPB005 - PAPPU KUMAR | 20-07-2022 | AOVPB017 - Vikas Tomer | 05-07-2022 | active |  |  |  | working condition
4110050029 | KAPURTHALA | CHC | CHC TIBBA | DENTAL | DENTAL | DENTAL CHAIR UNIT | NON CRITICAL | CONFIDENT | Mokambika | 0 | 475154 |  |  |  | UNDER BMC |  |  | WORKING | WORKING | 20-07-2022 | AOVPB002 - JATINDER SINGH | 20-07-2022 | AOVPB017 - Vikas Tomer | 05-07-2022 | active |  |  |  | working condition
4110050022 | KAPURTHALA | CHC | CHC TIBBA | DENTAL | DENTAL | DENTAL X-RAY MACHINE | NON CRITICAL | RUNYES | ray head | 0 | 94500 |  |  |  | UNDER BMC |  |  | WORKING | WORKING | 20-07-2022 | AOVPB002 - JATINDER SINGH | 20-07-2022 | AOVPB017 - Vikas Tomer | 05-07-2022 | active |  |  |  | working condition
3110110092 | KAPURTHALA | SDH | SDH SULTANPUR LODHI | LABORATORY | LABORATORY | BIOSAFETY CABINET | CRITICAL | MICROFLOW | MFD-V-1200 | 0 | 370000 |  |  |  | UNDER BMC |  |  | WORKING | WORKING | 20-07-2022 | AOVPB005 - PAPPU KUMAR | 20-07-2022 | AOVPB017 - Vikas Tomer | 05-07-2022 | active |  |  |  | working condition
3110110093 | KAPURTHALA | SDH | SDH SULTANPUR LODHI | DENTAL OPD | DENTAL | DENTAL CHAIR UNIT | NON CRITICAL | CONFIDENT | Mookambika | 0 | 323500 |  |  |  | UNDER BMC |  |  | WORKING | WORKING | 20-07-2022 | AOVPB005 - PAPPU KUMAR | 20-07-2022 | AOVPB017 - Vikas Tomer | 05-07-2022 | active |  |  |  | not in working condition
4110050027 | KAPURTHALA | CHC | CHC TIBBA | EMERGENCY OT | OTHERS | OXYGEN CONCENTRATOR | NON CRITICAL | MICROTEK | oxyflow10m | 0 | 36000 |  |  |  | UNDER BMC |  |  | WORKING | WORKING | 19-07-2022 | AOVPB002 - JATINDER SINGH | 19-07-2022 | AOVPB017 - Vikas Tomer | 05-07-2022 | active |  |  |  | working condition
3110110088 | KAPURTHALA | SDH | SDH SULTANPUR LODHI | LABORATORY | LABORATORY | WATER BATH | NON CRITICAL | LOCAL | na | 0 | 30000 |  |  |  | UNDER BMC |  |  | WORKING | WORKING | 19-07-2022 | AOVPB005 - PAPPU KUMAR | 19-07-2022 | AOVPB017 - Vikas Tomer | 05-07-2022 | active |  |  |  | not in working condition
4110050030 | KAPURTHALA | CHC | CHC TIBBA | IMMUNIZATION DEPTT (PP UNIT) | LABORATORY | ICE LINING REFRIGERATOR | NON CRITICAL | HAIER | hbc-70 | 0 | 103449 |  |  |  | UNDER BMC |  |  | WORKING | WORKING | 19-07-2022 | AOVPB002 - JATINDER SINGH | 19-07-2022 | AOVPB017 - Vikas Tomer | 05-07-2022 | active |  |  |  | working condition
4110050031 | KAPURTHALA | CHC | CHC TIBBA | IMMUNIZATION DEPTT (PP UNIT) | LABORATORY | ICE LINING REFRIGERATOR | NON CRITICAL | VESTFROST DENMARK | mk-304 | 0 | 350000 |  |  |  | UNDER BMC |  |  | WORKING | WORKING | 19-07-2022 | AOVPB002 - JATINDER SINGH | 19-07-2022 | AOVPB017 - Vikas Tomer | 05-07-2022 | active |  |  |  | working condition
4110050033 | KAPURTHALA | CHC | CHC TIBBA | IMMUNIZATION DEPTT (PP UNIT) | LABORATORY | DEEP FREEZER-20 | NON CRITICAL | HAIER | hbd 116 | 0 | 105340 |  |  |  | UNDER BMC |  |  | WORKING | WORKING | 19-07-2022 | AOVPB002 - JATINDER SINGH | 19-07-2022 | AOVPB017 - Vikas Tomer | 05-07-2022 | active |  |  |  | working condition
4110050032 | KAPURTHALA | CHC | CHC TIBBA | IMMUNIZATION DEPTT (PP UNIT) | LABORATORY | DEEP FREEZER-20 | NON CRITICAL | VESTFROST DENMARK | MF-144 | 0 | 105340 |  |  |  | UNDER BMC |  |  | WORKING | WORKING | 19-07-2022 | AOVPB002 - JATINDER SINGH | 19-07-2022 | AOVPB017 - Vikas Tomer | 05-07-2022 | active |  |  |  | working condition
3110110100 | KAPURTHALA | SDH | SDH SULTANPUR LODHI | LABOR ROOM | SURGICAL | SURGICAL ELECTRIC CAUTERY | CRITICAL | ALAN ELECTRONIC SYSTEM | Elsy-360L | 0 | 79420 |  |  |  | UNDER BMC |  |  | WORKING | WORKING | 19-07-2022 | AOVPB005 - PAPPU KUMAR | 19-07-2022 | AOVPB017 - Vikas Tomer | 05-07-2022 | active |  |  |  | working condition
3110110101 | KAPURTHALA | SDH | SDH SULTANPUR LODHI | LABOR ROOM | TABLE | DELIVERY TABLE | NON CRITICAL | LOCAL | NA | 0 | 30000 |  |  |  | UNDER BMC |  |  | WORKING | WORKING | 19-07-2022 | AOVPB005 - PAPPU KUMAR | 19-07-2022 | AOVPB017 - Vikas Tomer | 05-07-2022 | active |  |  |  | working condition
3110110102 | KAPURTHALA | SDH | SDH SULTANPUR LODHI | LABOR ROOM | TABLE | DELIVERY TABLE | NON CRITICAL | LOCAL | NA | 0 | 30000 |  |  |  | UNDER BMC |  |  | WORKING | WORKING | 19-07-2022 | AOVPB005 - PAPPU KUMAR | 19-07-2022 | AOVPB017 - Vikas Tomer | 05-07-2022 | active |  |  |  | working condition
3110110115 | KAPURTHALA | SDH | SDH SULTANPUR LODHI | MORTUARY | OTHERS | MORTUARY FREEZER | NON CRITICAL | JINDAL | SMI-157 | 0 | 333000 |  |  |  | UNDER BMC |  |  | WORKING | WORKING | 19-07-2022 | AOVPB005 - PAPPU KUMAR | 19-07-2022 | AOVPB025 - BALINDER | 05-07-2022 | active |  |  |  | working condition
3110110116 | KAPURTHALA | SDH | SDH SULTANPUR LODHI | MORTUARY | OTHERS | MORTUARY FREEZER | NON CRITICAL | JINDAL | SMI-157 | 0 | 333000 |  |  |  | UNDER BMC |  |  | WORKING | WORKING | 19-07-2022 | AOVPB005 - PAPPU KUMAR | 19-07-2022 | AOVPB025 - BALINDER | 05-07-2022 | active |  |  | BARCODE UPDATED
4110030001 | KAPURTHALA | CHC | CHC KALA SANGHIAN | ISOLATION | OTHERS | OXYGEN CONCENTRATOR | NON CRITICAL | JIANGSU YUYUE MEDICAL EQUIPMENT | 8f-5a | 0 | 38047 |  |  |  | UNDER BMC |  |  | WORKING | WORKING | 19-07-2022 | AOVPB002 - JATINDER SINGH | 19-07-2022 | AOVPB025 - BALINDER | 06-07-2022 | active |  |  |  | working condition
4110030003 | KAPURTHALA | CHC | CHC KALA SANGHIAN | ISOLATION | OTHERS | OXYGEN CONCENTRATOR | NON CRITICAL | JIANGSU YUYUE MEDICAL EQUIPMENT | 8f-5a | 0 | 38047 |  |  |  | UNDER BMC |  |  | WORKING | WORKING | 19-07-2022 | AOVPB002 - JATINDER SINGH | 19-07-2022 | AOVPB025 - BALINDER | 06-07-2022 | active |  |  |  | working condition
4110030002 | KAPURTHALA | CHC | CHC KALA SANGHIAN | ISOLATION | OTHERS | OXYGEN CONCENTRATOR | NON CRITICAL | JIANGSU YUYUE MEDICAL EQUIPMENT | 8f-5a | 0 | 38047 |  |  |  | UNDER BMC |  |  | WORKING | WORKING | 19-07-2022 | AOVPB002 - JATINDER SINGH | 19-07-2022 | AOVPB025 - BALINDER | 06-07-2022 | active |  |  |  | working condition
4110030004 | KAPURTHALA | CHC | CHC KALA SANGHIAN | ISOLATION | OTHERS | OXYGEN CONCENTRATOR | NON CRITICAL | KONSUNG BIOMEDICAL | ksoc-10 | 0 | 77650 |  |  |  | UNDER BMC |  |  | WORKING | WORKING | 19-07-2022 | AOVPB002 - JATINDER SINGH | 19-07-2022 | AOVPB025 - BALINDER | 06-07-2022 | active |  |  |  | working condition
4110030005 | KAPURTHALA | CHC | CHC KALA SANGHIAN | ISOLATION | OTHERS | OXYGEN CONCENTRATOR | NON CRITICAL | KONSUNG BIOMEDICAL | ksoc-10 | 0 | 77650 |  |  |  | UNDER BMC |  |  | WORKING | WORKING | 19-07-2022 | AOVPB002 - JATINDER SINGH | 19-07-2022 | AOVPB025 - BALINDER | 06-07-2022 | active |  |  |  | working condition
4110030008 | KAPURTHALA | CHC | CHC KALA SANGHIAN | LABORATORY | LABORATORY | SEMI AUTO ANALYZER | NON CRITICAL | TRANSASIA BIOMEDICAL LTD/SYSMEX CORPORATION | chem5x-plus | 0 | 100000 |  |  |  | UNDER BMC |  |  | WORKING | WORKING | 19-07-2022 | AOVPB002 - JATINDER SINGH | 19-07-2022 | AOVPB025 - BALINDER | 06-07-2022 | active |  |  |  | working condition
4110030009 | KAPURTHALA | CHC | CHC KALA SANGHIAN | LABORATORY | LABORATORY | ELECTRIC CENTRIFUGE TABLE TOP | NON CRITICAL | YORCO SCIENTIFIC | 08-00 | 0 | 20000 |  |  |  | UNDER BMC |  |  | WORKING | WORKING | 19-07-2022 | AOVPB002 - JATINDER SINGH | 19-07-2022 | AOVPB025 - BALINDER | 06-07-2022 | active |  |  |  | working condition
4110030010 | KAPURTHALA | CHC | CHC KALA SANGHIAN | LABORATORY | LABORATORY | ROTAR/SHAKER (VDRL) | NON CRITICAL | MICROSIL | 08-00 | 0 | 15000 |  |  |  | UNDER BMC |  |  | WORKING | WORKING | 19-07-2022 | AOVPB002 - JATINDER SINGH | 19-07-2022 | AOVPB025 - BALINDER | 06-07-2022 | active |  |  |  | working condition
4110030014 | KAPURTHALA | CHC | CHC KALA SANGHIAN | X-RAY ROOM | DENTAL | DENTAL X-RAY MACHINE | NON CRITICAL | RUNYES | RAY(68)M | 0 | 94500 |  |  |  | UNDER BMC |  |  | TO BE CONDEMNED | TO BE CONDEMNED | 19-07-2022 | AOVPB002 - JATINDER SINGH | 19-07-2022 | AOVPB025 - BALINDER | 06-07-2022 | Inactive |  |  |  | working condition
4110030015 | KAPURTHALA | CHC | CHC KALA SANGHIAN | X-RAY ROOM | RADIOLOGY | COMPUTERIZED RADIOGRAPHY SYSTEM (CR SYSTEM) | CRITICAL | FUJIFILM | cr-ir359 | 0 | 950000 |  |  |  | UNDER BMC |  |  | WORKING | WORKING | 19-07-2022 | AOVPB002 - JATINDER SINGH | 19-07-2022 | AOVPB025 - BALINDER | 06-07-2022 | active |  |  |  | working condition
4110030013 | KAPURTHALA | CHC | CHC KALA SANGHIAN | X-RAY ROOM | RADIOLOGY | X RAY MACHINE-100mA (RADIOLOGY) | CRITICAL | VISION | VISION-125 | 0 | 420000 |  |  |  | UNDER BMC |  |  | WORKING | WORKING | 19-07-2022 | AOVPB002 - JATINDER SINGH | 19-07-2022 | AOVPB025 - BALINDER | 06-07-2022 | active |  |  |  | working condition
4110030016 | KAPURTHALA | CHC | CHC KALA SANGHIAN | EMERGENCY RECOVERY | OTHERS | OXYGEN CONCENTRATOR | NON CRITICAL | MEDOXY | JAY-5 | 0 | 30300 |  |  |  | UNDER BMC |  |  | WORKING | WORKING | 19-07-2022 | AOVPB002 - JATINDER SINGH | 19-07-2022 | AOVPB025 - BALINDER | 06-07-2022 | active |  |  |  | working condition
4110030019 | KAPURTHALA | CHC | CHC KALA SANGHIAN | DENTAL | DENTAL | DENTAL CHAIR UNIT | NON CRITICAL | CONFIDENT | Meenakshi | 0 | 323500 |  |  |  | UNDER BMC |  |  | WORKING | WORKING | 19-07-2022 | AOVPB002 - JATINDER SINGH | 19-07-2022 | AOVPB025 - BALINDER | 06-07-2022 | active |  |  |  | working condition
4110030024 | KAPURTHALA | CHC | CHC KALA SANGHIAN | LABOR ROOM | OTHERS | OXYGEN CONCENTRATOR | NON CRITICAL | Others | visionaire | 0 | 36000 |  |  |  | UNDER BMC |  |  | WORKING | WORKING | 19-07-2022 | AOVPB002 - JATINDER SINGH | 19-07-2022 | AOVPB017 - Vikas Tomer | 06-07-2022 | active |  |  |  | working condition
4110030025 | KAPURTHALA | CHC | CHC KALA SANGHIAN | LABOR ROOM | TABLE | DELIVERY TABLE | NON CRITICAL | Others | n/a | 0 | 30000 |  |  |  | UNDER BMC |  |  | WORKING | WORKING | 19-07-2022 | AOVPB002 - JATINDER SINGH | 19-07-2022 | AOVPB017 - Vikas Tomer | 06-07-2022 | active |  |  |  | working condition
4110030026 | KAPURTHALA | CHC | CHC KALA SANGHIAN | LABOR ROOM | TABLE | DELIVERY TABLE | NON CRITICAL | Others | n/a | 0 | 30000 |  |  |  | UNDER BMC |  |  | WORKING | WORKING | 19-07-2022 | AOVPB002 - JATINDER SINGH | 19-07-2022 | AOVPB017 - Vikas Tomer | 06-07-2022 | active |  |  |  | working condition
4110030028 | KAPURTHALA | CHC | CHC KALA SANGHIAN | LABOR ROOM | OTHERS | OXYGEN CONCENTRATOR | NON CRITICAL | JIANGSU YUYUE MEDICAL EQUIPMENT | 8f-5a | 0 | 38047 |  |  |  | UNDER BMC |  |  | WORKING | WORKING | 19-07-2022 | AOVPB002 - JATINDER SINGH | 19-07-2022 | AOVPB017 - Vikas Tomer | 06-07-2022 | active |  |  |  | working condition
4110030027 | KAPURTHALA | CHC | CHC KALA SANGHIAN | LABOR ROOM | OTHERS | FOGGING MACHINE (FUMIGATION) | NON CRITICAL | Others | MI Fogger | 0 | 30000 |  |  |  | UNDER BMC |  |  | WORKING | WORKING | 19-07-2022 | AOVPB002 - JATINDER SINGH | 19-07-2022 | AOVPB017 - Vikas Tomer | 06-07-2022 | active |  |  |  | working condition
4110030029 | KAPURTHALA | CHC | CHC KALA SANGHIAN | IMMUNIZATION DEPTT (PP UNIT) | LABORATORY | ICE LINING REFRIGERATOR | NON CRITICAL | HAIER | hbc200 | 0 | 103449 |  |  |  | UNDER BMC |  |  | WORKING | WORKING | 19-07-2022 | AOVPB002 - JATINDER SINGH | 19-07-2022 | AOVPB017 - Vikas Tomer | 06-07-2022 | active |  |  |  | working condition
4110030030 | KAPURTHALA | CHC | CHC KALA SANGHIAN | IMMUNIZATION DEPTT (PP UNIT) | LABORATORY | DEEP FREEZER-20 | NON CRITICAL | HAIER | hbd286 | 0 | 105340 |  |  |  | UNDER BMC |  |  | WORKING | WORKING | 19-07-2022 | AOVPB002 - JATINDER SINGH | 19-07-2022 | AOVPB017 - Vikas Tomer | 06-07-2022 | active |  |  |  | working condition
4110030031 | KAPURTHALA | CHC | CHC KALA SANGHIAN | IMMUNIZATION DEPTT (PP UNIT) | LABORATORY | ICE LINING REFRIGERATOR | NON CRITICAL | GODREJ | ilr small gvr 99l lite | 0 | 135589 |  |  |  | UNDER BMC | 01-02-2021 | 31-01-2022 | WORKING | WORKING | 19-07-2022 | AOVPB002 - JATINDER SINGH | 19-07-2022 | AOVPB017 - Vikas Tomer | 06-07-2022 | active |  |  |  | working condition
3110110030 | KAPURTHALA | SDH | SDH SULTANPUR LODHI | MAIN OT | PUMP INFUSION | SYRINGE PUMP | NON CRITICAL | SIMTEK MEDICO SYSTEM | Infutek 405 | 0 | 19752 |  |  |  | UNDER BMC |  |  | WORKING | WORKING | 19-07-2022 | AOVPB005 - PAPPU KUMAR | 19-07-2022 | AOVPB017 - Vikas Tomer | 02-07-2022 | active |  |  |  | working condition
4110030033 | KAPURTHALA | CHC | CHC KALA SANGHIAN | EMERGENCY OT | CARDIOLOGY | ECG MACHINE | CRITICAL | RMS | vesta 301i | 0 | 47952 |  |  |  | UNDER BMC |  |  | WORKING | WORKING | 19-07-2022 | AOVPB002 - JATINDER SINGH | 19-07-2022 | AOVPB017 - Vikas Tomer | 06-07-2022 | active |  |  |  | working condition
4110020001 | KAPURTHALA | CHC | CHC FATTU DHINGA | LABORATORY | LABORATORY | ELECTRIC CENTRIFUGE TABLE TOP | NON CRITICAL | REMI | neya4 | 0 | 36125 |  |  |  | UNDER BMC |  |  | WORKING | WORKING | 18-07-2022 | AOVPB002 - JATINDER SINGH | 18-07-2022 | AOVPB017 - Vikas Tomer | 07-07-2022 | active |  |  |  | working condition
4110020002 | KAPURTHALA | CHC | CHC FATTU DHINGA | LABORATORY | LABORATORY | LAB REFRIGERATOR | NON CRITICAL | VOLTAS | 320lsd | 0 | 27991 |  |  |  | UNDER BMC |  |  | WORKING | WORKING | 18-07-2022 | AOVPB002 - JATINDER SINGH | 18-07-2022 | AOVPB017 - Vikas Tomer | 07-07-2022 | active |  |  |  | working condition
4110020003 | KAPURTHALA | CHC | CHC FATTU DHINGA | LABORATORY | LABORATORY | SEMI AUTO ANALYZER | NON CRITICAL | TRANSASIA BIOMEDICAL LTD/SYSMEX CORPORATION | chem5x plus | 0 | 100000 |  |  |  | UNDER BMC |  |  | WORKING | WORKING | 18-07-2022 | AOVPB002 - JATINDER SINGH | 18-07-2022 | AOVPB017 - Vikas Tomer | 07-07-2022 | active |  |  |  | working condition
4110020004 | KAPURTHALA | CHC | CHC FATTU DHINGA | LABORATORY | LABORATORY | ELECTRIC CENTRIFUGE TABLE TOP | NON CRITICAL | Others | n/a | 0 | 20000 |  |  |  | UNDER BMC |  |  | WORKING | WORKING | 18-07-2022 | AOVPB002 - JATINDER SINGH | 18-07-2022 | AOVPB017 - Vikas Tomer | 07-07-2022 | active |  |  |  | working condition
4110010010 | KAPURTHALA | CHC | CHC BEGOWAL | X-RAY ROOM | RADIOLOGY | X RAY MACHINE-100mA (RADIOLOGY) | CRITICAL | ALLENGERS | 100 FC/HT | 0 | 131750 |  |  |  | UNDER BMC |  |  | WORKING | WORKING | 18-07-2022 | AOVPB007 - GURPREET SINGH | 18-07-2022 | AOVPB017 - Vikas Tomer | 07-07-2022 | active
4110020005 | KAPURTHALA | CHC | CHC FATTU DHINGA | LABORATORY | LABORATORY | BLOOD CELL COUNTER | CRITICAL | NIHON KOHDEN | MEK-1305 | 0 | 327000 |  |  |  | UNDER BMC |  |  | WORKING | WORKING | 18-07-2022 | AOVPB002 - JATINDER SINGH | 18-07-2022 | AOVPB017 - Vikas Tomer | 07-07-2022 | active |  |  |  | working condition
4110020007 | KAPURTHALA | CHC | CHC FATTU DHINGA | LABORATORY | LABORATORY | SEMI AUTO ANALYZER | NON CRITICAL | TRANSASIA BIOMEDICAL LTD/SYSMEX CORPORATION | chem 5x plus | 0 | 100000 |  |  |  | UNDER BMC |  |  | WORKING | WORKING | 18-07-2022 | AOVPB002 - JATINDER SINGH | 18-07-2022 | AOVPB017 - Vikas Tomer | 07-07-2022 | active |  |  |  | working condition
4110010011 | KAPURTHALA | CHC | CHC BEGOWAL | X-RAY ROOM | RADIOLOGY | COMPUTERIZED RADIOGRAPHY SYSTEM (CR SYSTEM) | CRITICAL | FUJIFILM | NIL | 0 | 950000 |  |  |  | UNDER BMC |  |  | NOT WORKING | WORKING | 18-07-2022 | AOVPB007 - GURPREET SINGH | 18-07-2022 | AOVPB017 - Vikas Tomer | 07-07-2022 | active
4110020009 | KAPURTHALA | CHC | CHC FATTU DHINGA | X-RAY ROOM | RADIOLOGY | X RAY MACHINE-500mA (RADIOLOGY) | NON CRITICAL | ALLENGERS | MARS 40 | 0 | 853912 |  |  |  | UNDER BMC |  |  | WORKING | WORKING | 18-07-2022 | AOVPB002 - JATINDER SINGH | 18-07-2022 | AOVPB017 - Vikas Tomer | 07-07-2022 | active |  |  |  | working condition
4110010012 | KAPURTHALA | CHC | CHC BEGOWAL | X-RAY ROOM | DENTAL | DENTAL X-RAY MACHINE | NON CRITICAL | GENERAL MEDICAL EQUIPMENT | dentex -70f | 0 | 73149 |  |  |  | UNDER BMC |  |  | WORKING | WORKING | 18-07-2022 | AOVPB007 - GURPREET SINGH | 18-07-2022 | AOVPB017 - Vikas Tomer | 07-07-2022 | active |  |  | UPDATED BARCODE
4110020010 | KAPURTHALA | CHC | CHC FATTU DHINGA | X-RAY ROOM | RADIOLOGY | COMPUTERIZED RADIOGRAPHY SYSTEM (CR SYSTEM) | CRITICAL | FUJIFILM | cr-ir 359 | 0 | 950000 |  |  |  | UNDER BMC |  |  | WORKING | WORKING | 18-07-2022 | AOVPB002 - JATINDER SINGH | 18-07-2022 | AOVPB017 - Vikas Tomer | 07-07-2022 | active |  |  |  | working condition
4110010013 | KAPURTHALA | CHC | CHC BEGOWAL | X-RAY ROOM | DENTAL | DENTAL X-RAY MACHINE | NON CRITICAL | DIAMOND | na | 0 | 125000 |  |  |  | UNDER BMC |  |  | TO BE CONDEMNED | TO BE CONDEMNED | 18-07-2022 | AOVPB007 - GURPREET SINGH | 18-07-2022 | AOVPB017 - Vikas Tomer | 07-07-2022 | Inactive
4110010002 | KAPURTHALA | CHC | CHC BEGOWAL | LABORATORY | LABORATORY | ELECTRIC CENTRIFUGE TABLE TOP | NON CRITICAL | ALPHA NEB | na | 0 | 20000 |  |  |  | UNDER BMC |  |  | WORKING | WORKING | 18-07-2022 | AOVPB007 - GURPREET SINGH | 18-07-2022 | AOVPB017 - Vikas Tomer | 07-07-2022 | active
4110010003 | KAPURTHALA | CHC | CHC BEGOWAL | LABORATORY | LABORATORY | SEMI AUTO ANALYZER | NON CRITICAL | TRANSASIA BIOMEDICAL LTD/SYSMEX CORPORATION | chem 5x | 0 | 100000 |  |  |  | UNDER BMC |  |  | WORKING | WORKING | 18-07-2022 | AOVPB007 - GURPREET SINGH | 18-07-2022 | AOVPB017 - Vikas Tomer | 07-07-2022 | active
4110010004 | KAPURTHALA | CHC | CHC BEGOWAL | LABORATORY | LABORATORY | LAB INCUBATOR | NON CRITICAL | Others | na | 0 | 48000 |  |  |  | UNDER BMC |  |  | WORKING | WORKING | 18-07-2022 | AOVPB007 - GURPREET SINGH | 18-07-2022 | AOVPB017 - Vikas Tomer | 07-07-2022 | active
4110010005 | KAPURTHALA | CHC | CHC BEGOWAL | LABORATORY | LABORATORY | PHOTOELECTRIC COLORIMETER | NON CRITICAL | Others | na | 0 | 6000 |  |  |  | UNDER BMC |  |  | WORKING | WORKING | 18-07-2022 | AOVPB007 - GURPREET SINGH | 18-07-2022 | AOVPB017 - Vikas Tomer | 07-07-2022 | active
4110010006 | KAPURTHALA | CHC | CHC BEGOWAL | LABORATORY | LABORATORY | HOT AIR OVEN | NON CRITICAL | MICROSIL | na | 0 | 61065 |  |  |  | UNDER BMC |  |  | TO BE CONDEMNED | TO BE CONDEMNED | 18-07-2022 | AOVPB007 - GURPREET SINGH | 18-07-2022 | AOVPB017 - Vikas Tomer | 07-07-2022 | Inactive
4110010014 | KAPURTHALA | CHC | CHC BEGOWAL | EMERGENCY | OTHERS | OXYGEN CONCENTRATOR | NON CRITICAL | JIANGSU YUYUE MEDICAL EQUIPMENT | 8f-5a | 0 | 38047 |  |  |  | UNDER BMC |  |  | WORKING | WORKING | 18-07-2022 | AOVPB007 - GURPREET SINGH | 18-07-2022 | AOVPB017 - Vikas Tomer | 07-07-2022 | active
4110020012 | KAPURTHALA | CHC | CHC FATTU DHINGA | DENTAL | DENTAL | DENTAL CHAIR UNIT | NON CRITICAL | CONFIDENT | c-20h | 0 | 475154 |  |  |  | UNDER BMC |  |  | WORKING | WORKING | 18-07-2022 | AOVPB002 - JATINDER SINGH | 18-07-2022 | AOVPB017 - Vikas Tomer | 07-07-2022 | active |  |  |  | working condition
4110010007 | KAPURTHALA | CHC | CHC BEGOWAL | DENTAL | DENTAL | DENTAL CHAIR UNIT | NON CRITICAL | BESTODENT INDIA PVT LTD | N/A | 0 | 250000 |  |  |  | UNDER BMC |  |  | WORKING | WORKING | 18-07-2022 | AOVPB007 - GURPREET SINGH | 18-07-2022 | AOVPB017 - Vikas Tomer | 07-07-2022 | active
4110010008 | KAPURTHALA | CHC | CHC BEGOWAL | DENTAL | LABORATORY | DISTIL WATER UNIT | NON CRITICAL | RUNYES | na | 0 | 25000 |  |  |  | UNDER BMC |  |  | WORKING | WORKING | 18-07-2022 | AOVPB007 - GURPREET SINGH | 18-07-2022 | AOVPB017 - Vikas Tomer | 07-07-2022 | active
4110020013 | KAPURTHALA | CHC | CHC FATTU DHINGA | LABOR ROOM | OTHERS | OXYGEN CONCENTRATOR | NON CRITICAL | Others | n/a | 0 | 36000 |  |  |  | UNDER BMC |  |  | WORKING | WORKING | 18-07-2022 | AOVPB002 - JATINDER SINGH | 18-07-2022 | AOVPB017 - Vikas Tomer | 07-07-2022 | active |  |  |  | working condition
4110010020 | KAPURTHALA | CHC | CHC BEGOWAL | LABOR ROOM | TABLE | DELIVERY TABLE | NON CRITICAL | Others | na | 0 | 30000 |  |  |  | UNDER BMC |  |  | WORKING | WORKING | 18-07-2022 | AOVPB007 - GURPREET SINGH | 18-07-2022 | AOVPB017 - Vikas Tomer | 07-07-2022 | active
4110010021 | KAPURTHALA | CHC | CHC BEGOWAL | LABOR ROOM | TABLE | DELIVERY TABLE | NON CRITICAL | Others | na | 0 | 30000 |  |  |  | UNDER BMC |  |  | WORKING | WORKING | 18-07-2022 | AOVPB007 - GURPREET SINGH | 18-07-2022 | AOVPB017 - Vikas Tomer | 07-07-2022 | active
4110010022 | KAPURTHALA | CHC | CHC BEGOWAL | LABOR ROOM | OTHERS | OXYGEN CONCENTRATOR | NON CRITICAL | MEDOXY | JAY-10 | 0 | 86400 |  |  |  | UNDER BMC |  |  | WORKING | WORKING | 18-07-2022 | AOVPB007 - GURPREET SINGH | 18-07-2022 | AOVPB017 - Vikas Tomer | 07-07-2022 | active
4110010024 | KAPURTHALA | CHC | CHC BEGOWAL | IMMUNIZATION DEPTT (PP UNIT) | LABORATORY | ICE LINING REFRIGERATOR | NON CRITICAL | VESTFROST DENMARK | na | 0 | 350000 |  |  |  | UNDER BMC |  |  | WORKING | WORKING | 18-07-2022 | AOVPB007 - GURPREET SINGH | 18-07-2022 | AOVPB017 - Vikas Tomer | 07-07-2022 | active
4110010025 | KAPURTHALA | CHC | CHC BEGOWAL | IMMUNIZATION DEPTT (PP UNIT) | LABORATORY | ICE LINING REFRIGERATOR | NON CRITICAL | GODREJ | gvr 99 lite | 0 | 135589 |  |  |  | UNDER BMC |  |  | WORKING | WORKING | 18-07-2022 | AOVPB007 - GURPREET SINGH | 18-07-2022 | AOVPB017 - Vikas Tomer | 07-07-2022 | active
4110020020 | KAPURTHALA | CHC | CHC FATTU DHINGA | EMERGENCY RECOVERY | OTHERS | OXYGEN CONCENTRATOR | NON CRITICAL | MEDOXY | JAY-5 | 0 | 30300 |  |  |  | UNDER BMC |  |  | WORKING | WORKING | 18-07-2022 | AOVPB002 - JATINDER SINGH | 18-07-2022 | AOVPB017 - Vikas Tomer | 07-07-2022 | active |  |  |  | working condition
4110010031 | KAPURTHALA | CHC | CHC BEGOWAL | MAIN OT | LABORATORY | ICE LINING REFRIGERATOR | NON CRITICAL | VESTFROST DENMARK | na | 0 | 350000 |  |  |  | UNDER BMC |  |  | WORKING | WORKING | 18-07-2022 | AOVPB007 - GURPREET SINGH | 18-07-2022 | AOVPB017 - Vikas Tomer | 07-07-2022 | active
4110020021 | KAPURTHALA | CHC | CHC FATTU DHINGA | EMERGENCY RECOVERY | TABLE | OPERATION TABLE (HYDRAULIC) | NON CRITICAL | OTHERS | NA | 0 | 34335 |  |  |  | UNDER BMC |  |  | WORKING | WORKING | 18-07-2022 | AOVPB002 - JATINDER SINGH | 18-07-2022 | AOVPB017 - Vikas Tomer | 07-07-2022 | active |  |  |  | working condition
4110010032 | KAPURTHALA | CHC | CHC BEGOWAL | MAIN OT | OTHERS | OXYGEN CONCENTRATOR | NON CRITICAL | JIANGSU YUYUE MEDICAL EQUIPMENT | 8f-5a | 0 | 38047 |  |  |  | UNDER BMC |  |  | WORKING | WORKING | 18-07-2022 | AOVPB007 - GURPREET SINGH | 18-07-2022 | AOVPB017 - Vikas Tomer | 07-07-2022 | active
4110010033 | KAPURTHALA | CHC | CHC BEGOWAL | MAIN OT | OTHERS | OXYGEN CONCENTRATOR | NON CRITICAL | MICROTEK | oxyflow 10m | 0 | 36000 |  |  |  | UNDER BMC |  |  | WORKING | WORKING | 18-07-2022 | AOVPB007 - GURPREET SINGH | 18-07-2022 | AOVPB017 - Vikas Tomer | 07-07-2022 | active
4110020023 | KAPURTHALA | CHC | CHC FATTU DHINGA | EMERGENCY RECOVERY | CARDIOLOGY | DEFIBRILATOR | CRITICAL | PHYSIO CONTROL | 99507000103 | 0 | 719000 |  |  |  | UNDER BMC |  |  | WORKING | WORKING | 18-07-2022 | AOVPB002 - JATINDER SINGH | 18-07-2022 | AOVPB017 - Vikas Tomer | 07-07-2022 | active |  |  |  | working condition
4110010034 | KAPURTHALA | CHC | CHC BEGOWAL | MAIN OT | OTHERS | OXYGEN CONCENTRATOR | NON CRITICAL | MICROTEK | oxyflow 10m | 0 | 36000 |  |  |  | UNDER BMC |  |  | WORKING | WORKING | 18-07-2022 | AOVPB007 - GURPREET SINGH | 18-07-2022 | AOVPB017 - Vikas Tomer | 07-07-2022 | active
4110020024 | KAPURTHALA | CHC | CHC FATTU DHINGA | EMERGENCY RECOVERY | CARDIOLOGY | ECG MACHINE | CRITICAL | RMS | vesta301i | 0 | 47952 |  |  |  | UNDER BMC |  |  | WORKING | WORKING | 18-07-2022 | AOVPB002 - JATINDER SINGH | 18-07-2022 | AOVPB017 - Vikas Tomer | 07-07-2022 | active |  |  |  | working condition
4110010035 | KAPURTHALA | CHC | CHC BEGOWAL | MAIN OT | OTHERS | OXYGEN CONCENTRATOR | NON CRITICAL | MICROTEK | oxyflow 10m | 0 | 36000 |  |  |  | UNDER BMC |  |  | WORKING | WORKING | 18-07-2022 | AOVPB007 - GURPREET SINGH | 18-07-2022 | AOVPB017 - Vikas Tomer | 07-07-2022 | active
4110010036 | KAPURTHALA | CHC | CHC BEGOWAL | MAIN OT | TABLE | OPERATION TABLE (HYDRAULIC) | NON CRITICAL | Others | na | 0 | 34335 |  |  |  | UNDER BMC |  |  | WORKING | WORKING | 18-07-2022 | AOVPB007 - GURPREET SINGH | 18-07-2022 | AOVPB017 - Vikas Tomer | 07-07-2022 | active
4110010037 | KAPURTHALA | CHC | CHC BEGOWAL | MAIN OT | OTHERS | OXYGEN CONCENTRATOR | NON CRITICAL | JIANGSU YUYUE MEDICAL EQUIPMENT | 10 L | 0 | 36000 |  |  |  | UNDER BMC |  |  | WORKING | WORKING | 18-07-2022 | AOVPB007 - GURPREET SINGH | 18-07-2022 | AOVPB017 - Vikas Tomer | 07-07-2022 | active
4110010038 | KAPURTHALA | CHC | CHC BEGOWAL | MAIN OT | OTHERS | OXYGEN CONCENTRATOR | NON CRITICAL | JIANGSU YUYUE MEDICAL EQUIPMENT | 10 L | 0 | 36000 |  |  |  | UNDER BMC |  |  | WORKING | WORKING | 18-07-2022 | AOVPB007 - GURPREET SINGH | 18-07-2022 | AOVPB017 - Vikas Tomer | 07-07-2022 | active
4110020025 | KAPURTHALA | CHC | CHC FATTU DHINGA | IMMUNIZATION DEPTT (PP UNIT) | LABORATORY | ICE LINING REFRIGERATOR | NON CRITICAL | VESTFROST DENMARK | mk 304 | 0 | 350000 |  |  |  | UNDER BMC |  |  | WORKING | WORKING | 18-07-2022 | AOVPB002 - JATINDER SINGH | 18-07-2022 | AOVPB017 - Vikas Tomer | 07-07-2022 | active |  |  |  | working condition
4110010039 | KAPURTHALA | CHC | CHC BEGOWAL | MAIN OT | LABORATORY | ELECTRIC CENTRIFUGE TABLE TOP | NON CRITICAL | REMI | neya 4 | 0 | 36125 |  |  |  | UNDER BMC |  |  | WORKING | WORKING | 18-07-2022 | AOVPB007 - GURPREET SINGH | 18-07-2022 | AOVPB017 - Vikas Tomer | 07-07-2022 | active
4110020026 | KAPURTHALA | CHC | CHC FATTU DHINGA | IMMUNIZATION DEPTT (PP UNIT) | LABORATORY | ICE LINING REFRIGERATOR | NON CRITICAL | VESTFROST DENMARK | vls 300 | 0 | 350000 |  |  |  | UNDER BMC |  |  | WORKING | WORKING | 18-07-2022 | AOVPB002 - JATINDER SINGH | 18-07-2022 | AOVPB017 - Vikas Tomer | 07-07-2022 | active |  |  |  | working condition
4110020027 | KAPURTHALA | CHC | CHC FATTU DHINGA | IMMUNIZATION DEPTT (PP UNIT) | LABORATORY | DEEP FREEZER-20 | NON CRITICAL | HAIER | hbd-116 | 0 | 105340 |  |  |  | UNDER BMC |  |  | WORKING | WORKING | 18-07-2022 | AOVPB002 - JATINDER SINGH | 18-07-2022 | AOVPB017 - Vikas Tomer | 07-07-2022 | active |  |  |  | working condition
4110010043 | KAPURTHALA | CHC | CHC BEGOWAL | MALE WARD | OTHERS | OXYGEN CONCENTRATOR | NON CRITICAL | MICROTEK | oxyflow 10 m | 0 | 36000 |  |  |  | UNDER BMC |  |  | WORKING | WORKING | 18-07-2022 | AOVPB007 - GURPREET SINGH | 18-07-2022 | AOVPB017 - Vikas Tomer | 07-07-2022 | active
4110010044 | KAPURTHALA | CHC | CHC BEGOWAL | MALE WARD | OTHERS | OXYGEN CONCENTRATOR | NON CRITICAL | MEDOXY | JAY-10 | 0 | 86400 |  |  |  | UNDER BMC |  |  | WORKING | WORKING | 18-07-2022 | AOVPB007 - GURPREET SINGH | 18-07-2022 | AOVPB017 - Vikas Tomer | 07-07-2022 | active
4110020028 | KAPURTHALA | CHC | CHC FATTU DHINGA | IMMUNIZATION DEPTT (PP UNIT) | LABORATORY | DEEP FREEZER-20 | NON CRITICAL | HAIER | hbd 116 | 0 | 105340 |  |  |  | UNDER BMC |  |  | WORKING | WORKING | 18-07-2022 | AOVPB002 - JATINDER SINGH | 18-07-2022 | AOVPB017 - Vikas Tomer | 07-07-2022 | active |  |  |  | working condition
4110010045 | KAPURTHALA | CHC | CHC BEGOWAL | MALE WARD | OTHERS | OXYGEN CONCENTRATOR | NON CRITICAL | MEDOXY | JAY-10 | 0 | 30300 |  |  |  | UNDER BMC |  |  | WORKING | WORKING | 18-07-2022 | AOVPB007 - GURPREET SINGH | 18-07-2022 | AOVPB017 - Vikas Tomer | 07-07-2022 | active
5110070004 | KAPURTHALA | PHC | PHC Dhilwan | LABORATORY | LABORATORY | TRUENET REAL TIME PCR ANALYZER DUO | NON CRITICAL | MOLBIO DIAGNOSTICS PVT. LTD | TRUE LAB DUO | 0 | 850000 |  | 22-04-2022 |  | UNDER BMC |  |  | WORKING | WORKING | 18-07-2022 | AOVPB007 - GURPREET SINGH | 18-07-2022 | AOVPB017 - Vikas Tomer | 09-07-2022 | active
4110020029 | KAPURTHALA | CHC | CHC FATTU DHINGA | STORE | DENTAL | DENTAL X-RAY MACHINE | NON CRITICAL | RUNYES | ray head | 0 | 94500 |  |  |  | UNDER BMC |  |  | WORKING | WORKING | 18-07-2022 | AOVPB002 - JATINDER SINGH | 18-07-2022 | AOVPB017 - Vikas Tomer | 08-07-2022 | active |  |  |  | working condition
4110020036 | KAPURTHALA | CHC | CHC FATTU DHINGA | STORE | OTHERS | OXYGEN CONCENTRATOR | NON CRITICAL | MICROTEK | oxyflow-10m | 0 | 36000 |  |  |  | UNDER BMC |  |  | WORKING | WORKING | 18-07-2022 | AOVPB002 - JATINDER SINGH | 18-07-2022 | AOVPB017 - Vikas Tomer | 08-07-2022 | active |  |  |  | working condition
4110020037 | KAPURTHALA | CHC | CHC FATTU DHINGA | STORE | OTHERS | OXYGEN CONCENTRATOR | NON CRITICAL | Others | n/a | 0 | 36000 |  |  |  | UNDER BMC |  |  | WORKING | WORKING | 18-07-2022 | AOVPB002 - JATINDER SINGH | 18-07-2022 | AOVPB017 - Vikas Tomer | 08-07-2022 | active |  |  |  | working condition
4110020038 | KAPURTHALA | CHC | CHC FATTU DHINGA | STORE | OTHERS | OXYGEN CONCENTRATOR | NON CRITICAL | Others | n/a | 0 | 36000 |  |  |  | UNDER BMC |  |  | WORKING | WORKING | 18-07-2022 | AOVPB002 - JATINDER SINGH | 18-07-2022 | AOVPB017 - Vikas Tomer | 08-07-2022 | active |  |  |  | working condition
4110020039 | KAPURTHALA | CHC | CHC FATTU DHINGA | STORE | OTHERS | OXYGEN CONCENTRATOR | NON CRITICAL | Others | n/a | 0 | 36000 |  |  |  | UNDER BMC |  |  | WORKING | WORKING | 18-07-2022 | AOVPB002 - JATINDER SINGH | 18-07-2022 | AOVPB017 - Vikas Tomer | 08-07-2022 | active |  |  |  | working condition
4110020040 | KAPURTHALA | CHC | CHC FATTU DHINGA | STORE | OTHERS | OXYGEN CONCENTRATOR | NON CRITICAL | Others | n/a | 0 | 36000 |  |  |  | UNDER BMC |  |  | WORKING | WORKING | 18-07-2022 | AOVPB002 - JATINDER SINGH | 18-07-2022 | AOVPB017 - Vikas Tomer | 08-07-2022 | active |  |  |  | working condition
4110020041 | KAPURTHALA | CHC | CHC FATTU DHINGA | STORE | OTHERS | OXYGEN CONCENTRATOR | NON CRITICAL | KONSUNG BIOMEDICAL | ksoc-10 | 0 | 77650 |  |  |  | UNDER BMC |  |  | WORKING | WORKING | 18-07-2022 | AOVPB002 - JATINDER SINGH | 18-07-2022 | AOVPB017 - Vikas Tomer | 08-07-2022 | active |  |  |  | working condition
4110020042 | KAPURTHALA | CHC | CHC FATTU DHINGA | STORE | OTHERS | OXYGEN CONCENTRATOR | NON CRITICAL | KONSUNG BIOMEDICAL | ksoc-10 | 0 | 77650 |  |  |  | UNDER BMC |  |  | WORKING | WORKING | 18-07-2022 | AOVPB002 - JATINDER SINGH | 18-07-2022 | AOVPB017 - Vikas Tomer | 08-07-2022 | active |  |  |  | working condition
4110020043 | KAPURTHALA | CHC | CHC FATTU DHINGA | STORE | OTHERS | OXYGEN CONCENTRATOR | NON CRITICAL | KONSUNG BIOMEDICAL | ksoc-10 | 0 | 77650 |  |  |  | UNDER BMC |  |  | WORKING | WORKING | 18-07-2022 | AOVPB002 - JATINDER SINGH | 18-07-2022 | AOVPB017 - Vikas Tomer | 08-07-2022 | active |  |  |  | working condition
4110020044 | KAPURTHALA | CHC | CHC FATTU DHINGA | STORE | OTHERS | OXYGEN CONCENTRATOR | NON CRITICAL | KONSUNG BIOMEDICAL | ksoc-10 | 0 | 77650 |  |  |  | UNDER BMC |  |  | WORKING | WORKING | 18-07-2022 | AOVPB002 - JATINDER SINGH | 18-07-2022 | AOVPB017 - Vikas Tomer | 08-07-2022 | active |  |  |  | working condition
4110020046 | KAPURTHALA | CHC | CHC FATTU DHINGA | STORE | OTHERS | OXYGEN CONCENTRATOR | NON CRITICAL | KONSUNG BIOMEDICAL | ksoc-10 | 0 | 77650 |  |  |  | UNDER BMC |  |  | WORKING | WORKING | 18-07-2022 | AOVPB002 - JATINDER SINGH | 18-07-2022 | AOVPB017 - Vikas Tomer | 08-07-2022 | active |  |  |  | working condition
4110020045 | KAPURTHALA | CHC | CHC FATTU DHINGA | STORE | OTHERS | OXYGEN CONCENTRATOR | NON CRITICAL | KONSUNG BIOMEDICAL | ksoc-10 | 0 | 77650 |  |  |  | UNDER BMC |  |  | WORKING | WORKING | 18-07-2022 | AOVPB002 - JATINDER SINGH | 18-07-2022 | AOVPB017 - Vikas Tomer | 08-07-2022 | active |  |  |  | working condition
4110020047 | KAPURTHALA | CHC | CHC FATTU DHINGA | STORE | OTHERS | OXYGEN CONCENTRATOR | NON CRITICAL | KONSUNG BIOMEDICAL | ksoc-10 | 0 | 77650 |  |  |  | UNDER BMC |  |  | WORKING | WORKING | 18-07-2022 | AOVPB002 - JATINDER SINGH | 18-07-2022 | AOVPB017 - Vikas Tomer | 08-07-2022 | active |  |  |  | working condition
4110020048 | KAPURTHALA | CHC | CHC FATTU DHINGA | STORE | OTHERS | OXYGEN CONCENTRATOR | NON CRITICAL | KONSUNG BIOMEDICAL | ksoc-10 | 0 | 77650 |  |  |  | UNDER BMC |  |  | WORKING | WORKING | 18-07-2022 | AOVPB002 - JATINDER SINGH | 18-07-2022 | AOVPB017 - Vikas Tomer | 08-07-2022 | active |  |  |  | working condition
4110020049 | KAPURTHALA | CHC | CHC FATTU DHINGA | STORE | OTHERS | OXYGEN CONCENTRATOR | NON CRITICAL | KONSUNG BIOMEDICAL | ksoc-10 | 0 | 77650 |  |  |  | UNDER BMC |  |  | WORKING | WORKING | 18-07-2022 | AOVPB002 - JATINDER SINGH | 18-07-2022 | AOVPB017 - Vikas Tomer | 08-07-2022 | active |  |  |  | working condition
4110020050 | KAPURTHALA | CHC | CHC FATTU DHINGA | STORE | OTHERS | OXYGEN CONCENTRATOR | NON CRITICAL | KONSUNG BIOMEDICAL | ksoc-10 | 0 | 77650 |  |  |  | UNDER BMC |  |  | WORKING | WORKING | 18-07-2022 | AOVPB002 - JATINDER SINGH | 18-07-2022 | AOVPB017 - Vikas Tomer | 08-07-2022 | active |  |  |  | working condition
4110020051 | KAPURTHALA | CHC | CHC FATTU DHINGA | STORE | OTHERS | OXYGEN CONCENTRATOR | NON CRITICAL | KONSUNG BIOMEDICAL | ksoc-10 | 0 | 77650 |  |  |  | UNDER BMC |  |  | WORKING | WORKING | 18-07-2022 | AOVPB002 - JATINDER SINGH | 18-07-2022 | AOVPB017 - Vikas Tomer | 08-07-2022 | active |  |  |  | working condition
4110020053 | KAPURTHALA | CHC | CHC FATTU DHINGA | STORE | OTHERS | OXYGEN CONCENTRATOR | NON CRITICAL | KONSUNG BIOMEDICAL | ksoc-10 | 0 | 77650 |  |  |  | UNDER BMC |  |  | WORKING | WORKING | 18-07-2022 | AOVPB002 - JATINDER SINGH | 18-07-2022 | AOVPB017 - Vikas Tomer | 08-07-2022 | active |  |  |  | working condition
4110020052 | KAPURTHALA | CHC | CHC FATTU DHINGA | STORE | OTHERS | OXYGEN CONCENTRATOR | NON CRITICAL | KONSUNG BIOMEDICAL | ksoc-10 | 0 | 77650 |  |  |  | UNDER BMC |  |  | WORKING | WORKING | 18-07-2022 | AOVPB002 - JATINDER SINGH | 18-07-2022 | AOVPB017 - Vikas Tomer | 08-07-2022 | active |  |  |  | working condition
4110020054 | KAPURTHALA | CHC | CHC FATTU DHINGA | STORE | OTHERS | OXYGEN CONCENTRATOR | NON CRITICAL | KONSUNG BIOMEDICAL | ksoc-10 | 0 | 77650 |  |  |  | UNDER BMC |  |  | WORKING | WORKING | 18-07-2022 | AOVPB002 - JATINDER SINGH | 18-07-2022 | AOVPB017 - Vikas Tomer | 08-07-2022 | active |  |  |  | working condition
4110020055 | KAPURTHALA | CHC | CHC FATTU DHINGA | STORE | OTHERS | OXYGEN CONCENTRATOR | NON CRITICAL | KONSUNG BIOMEDICAL | ksoc-10 | 0 | 77650 |  |  |  | UNDER BMC |  |  | WORKING | WORKING | 18-07-2022 | AOVPB002 - JATINDER SINGH | 18-07-2022 | AOVPB017 - Vikas Tomer | 08-07-2022 | active |  |  |  | working condition
4110020056 | KAPURTHALA | CHC | CHC FATTU DHINGA | STORE | OTHERS | OXYGEN CONCENTRATOR | NON CRITICAL | KONSUNG BIOMEDICAL | ksoc-10 | 0 | 77650 |  |  |  | UNDER BMC |  |  | WORKING | WORKING | 18-07-2022 | AOVPB002 - JATINDER SINGH | 18-07-2022 | AOVPB017 - Vikas Tomer | 08-07-2022 | active |  |  |  | working condition
5110080002 | KAPURTHALA | CHC | CHC KALA SANGHIAN | DENTAL | DENTAL | DENTAL X-RAY MACHINE | NON CRITICAL | RUNYES | na | 0 | 94500 |  |  |  | UNDER BMC |  |  | WORKING | WORKING | 17-07-2022 | AOVPB007 - GURPREET SINGH | 17-07-2022 | AOVPB017 - Vikas Tomer | 09-07-2022 | active
5110080003 | KAPURTHALA | PHC | PHC MAKSOODPUR | DENTAL | DENTAL | DENTAL CHAIR UNIT | NON CRITICAL | CONFIDENT | mookambika | 0 | 323500 |  |  |  | UNDER BMC |  |  | WORKING | WORKING | 17-07-2022 | AOVPB007 - GURPREET SINGH | 17-07-2022 | AOVPB017 - Vikas Tomer | 09-07-2022 | active
5110080004 | KAPURTHALA | PHC | PHC MAKSOODPUR | LABORATORY | LABORATORY | BLOOD CELL COUNTER | CRITICAL | NIHON KOHDEN | celltac a | 0 | 327000 |  | 06-05-2022 |  | UNDER BMC |  |  | WORKING | WORKING | 17-07-2022 | AOVPB007 - GURPREET SINGH | 17-07-2022 | AOVPB017 - Vikas Tomer | 09-07-2022 | active
5110080005 | KAPURTHALA | PHC | PHC MAKSOODPUR | LABORATORY | LABORATORY | MICROSCOPE-BINOCULAR | NON CRITICAL | AJAY OPTIK | aj_12 | 0 | 30000 |  |  |  | UNDER BMC |  |  | WORKING | WORKING | 17-07-2022 | AOVPB007 - GURPREET SINGH | 17-07-2022 | AOVPB017 - Vikas Tomer | 09-07-2022 | active
5110080006 | KAPURTHALA | PHC | PHC MAKSOODPUR | EYE O. P. D | OPTHALMOLOGY | TONOMETER | NON CRITICAL | RIESTER | na | 0 | 60000 |  |  |  | UNDER BMC |  |  | WORKING | WORKING | 17-07-2022 | AOVPB007 - GURPREET SINGH | 17-07-2022 | AOVPB017 - Vikas Tomer | 09-07-2022 | active
5110070001 | KAPURTHALA | PHC | PHC Dhilwan | LABORATORY | LABORATORY | ELECTRIC CENTRIFUGE TABLE TOP | NON CRITICAL | REMI | neya 4 | 0 | 36125 |  |  |  | UNDER BMC |  |  | WORKING | WORKING | 17-07-2022 | AOVPB007 - GURPREET SINGH | 17-07-2022 | AOVPB017 - Vikas Tomer | 09-07-2022 | active
5110070003 | KAPURTHALA | PHC | PHC Dhilwan | LABORATORY | LABORATORY | BLOOD CELL COUNTER | CRITICAL | NIHON KOHDEN | CELLTAC ALPHA PLUS | 0 | 327000 |  |  |  | UNDER BMC |  |  | WORKING | WORKING | 17-07-2022 | AOVPB007 - GURPREET SINGH | 17-07-2022 | AOVPB017 - Vikas Tomer | 09-07-2022 | active
5110070005 | KAPURTHALA | PHC | PHC Dhilwan | LABORATORY | LABORATORY | MICROSCOPE-BINOCULAR | NON CRITICAL | LABOMED INC. | NA | 0 | 30000 |  |  |  | UNDER BMC |  |  | WORKING | WORKING | 17-07-2022 | AOVPB007 - GURPREET SINGH | 17-07-2022 | AOVPB017 - Vikas Tomer | 09-07-2022 | active
5110070006 | KAPURTHALA | PHC | PHC Dhilwan | LABORATORY | MICROSCOPE | MICROSCOPE-MONOCULAR | NON CRITICAL | FOCUS INDIA OPTICS | MPM-2 | 0 | 30000 |  |  |  | UNDER BMC |  |  | WORKING | WORKING | 17-07-2022 | AOVPB007 - GURPREET SINGH | 17-07-2022 | AOVPB017 - Vikas Tomer | 09-07-2022 | active
5110070007 | KAPURTHALA | PHC | PHC Dhilwan | LABORATORY | LABORATORY | ELECTRIC CENTRIFUGE TABLE TOP | NON CRITICAL | MICROSIL | t-10 | 0 | 20000 |  |  |  | UNDER BMC |  |  | WORKING | WORKING | 17-07-2022 | AOVPB007 - GURPREET SINGH | 17-07-2022 | AOVPB017 - Vikas Tomer | 09-07-2022 | active
5110070008 | KAPURTHALA | PHC | PHC Dhilwan | LABORATORY | MICROSCOPE | MICROSCOPE-MONOCULAR | NON CRITICAL | FOCUS INDIA OPTICS | MPM-2 | 0 | 30000 |  |  |  | UNDER BMC |  |  | WORKING | WORKING | 17-07-2022 | AOVPB007 - GURPREET SINGH | 17-07-2022 | AOVPB017 - Vikas Tomer | 09-07-2022 | active
5110070009 | KAPURTHALA | PHC | PHC Dhilwan | DENTAL | DENTAL | DENTAL CHAIR UNIT | NON CRITICAL | CONFIDENT | mookambika | 0 | 323500 |  |  |  | UNDER BMC |  |  | WORKING | WORKING | 17-07-2022 | AOVPB007 - GURPREET SINGH | 17-07-2022 | AOVPB017 - Vikas Tomer | 09-07-2022 | active
5110070010 | KAPURTHALA | PHC | PHC Dhilwan | DENTAL | DENTAL | DENTAL X-RAY MACHINE | NON CRITICAL | RUNYES | ray-head | 0 | 94500 |  |  |  | UNDER BMC |  |  | WORKING | WORKING | 17-07-2022 | AOVPB007 - GURPREET SINGH | 17-07-2022 | AOVPB017 - Vikas Tomer | 09-07-2022 | active
5110070011 | KAPURTHALA | PHC | PHC Dhilwan | DENTAL | DENTAL | DENTAL X-RAY MACHINE | NON CRITICAL | NEWLIFE | X RAY TIMER C51 | 0 | 125000 |  |  |  | UNDER BMC |  |  | WORKING | WORKING | 17-07-2022 | AOVPB007 - GURPREET SINGH | 17-07-2022 | AOVPB017 - Vikas Tomer | 09-07-2022 | active
5110070013 | KAPURTHALA | PHC | PHC Dhilwan | DENTAL | LABORATORY | DISTIL WATER UNIT | NON CRITICAL | RUNYES | na | 0 | 25000 |  |  |  | UNDER BMC |  |  | WORKING | WORKING | 17-07-2022 | AOVPB007 - GURPREET SINGH | 17-07-2022 | AOVPB017 - Vikas Tomer | 09-07-2022 | active
5110070014 | KAPURTHALA | PHC | PHC Dhilwan | EYE O. P. D | OPTHALMOLOGY | OPTHALMOSCOPE-DIRECT | NON CRITICAL | HEINE | mini2000 | 0 | 16071 |  |  |  | UNDER BMC |  |  | WORKING | WORKING | 17-07-2022 | AOVPB007 - GURPREET SINGH | 17-07-2022 | AOVPB017 - Vikas Tomer | 09-07-2022 | active
5110070015 | KAPURTHALA | PHC | PHC Dhilwan | EYE O. P. D | OPTHALMOLOGY | RETINOSCOPE | NON CRITICAL | RIESTER | ri-scope | 0 | 25000 |  |  |  | UNDER BMC |  |  | WORKING | WORKING | 17-07-2022 | AOVPB007 - GURPREET SINGH | 17-07-2022 | AOVPB017 - Vikas Tomer | 09-07-2022 | active
5110070016 | KAPURTHALA | PHC | PHC Dhilwan | EYE O. P. D | OTHERS | OXYGEN CONCENTRATOR | NON CRITICAL | DEDAKJ | DE-2A(2L) | 0 | 36000 |  |  |  | UNDER BMC |  |  | WORKING | WORKING | 17-07-2022 | AOVPB007 - GURPREET SINGH | 17-07-2022 | AOVPB017 - Vikas Tomer | 09-07-2022 | active |  |  |  | WORKING
5110070018 | KAPURTHALA | PHC | PHC Dhilwan | LABOR ROOM | TABLE | DELIVERY TABLE | NON CRITICAL | Others | na | 0 | 30000 |  |  |  | UNDER BMC |  |  | WORKING | WORKING | 17-07-2022 | AOVPB007 - GURPREET SINGH | 17-07-2022 | AOVPB017 - Vikas Tomer | 09-07-2022 | active
5110070019 | KAPURTHALA | PHC | PHC Dhilwan | LABOR ROOM | TABLE | DELIVERY TABLE | NON CRITICAL | Others | na | 0 | 30000 |  |  |  | UNDER BMC |  |  | WORKING | WORKING | 17-07-2022 | AOVPB007 - GURPREET SINGH | 17-07-2022 | AOVPB017 - Vikas Tomer | 09-07-2022 | active
2110060237 | KAPURTHALA | DH | DH KAPURTHALA | NTEP (TB DEPTT) | LABORATORY | CBNAAT | NON CRITICAL | CEPHEID | NA | 0 | 2200000 |  |  |  | UNDER CMC |  |  | WORKING | WORKING | 17-07-2022 | AOVPB019 - Akash | 17-07-2022 | AOVPB017 - Vikas Tomer | 11-07-2022 | active
2110060233 | KAPURTHALA | DH | DH KAPURTHALA | NTEP (TB DEPTT) | LABORATORY | MICROSCOPE-BINOCULAR | NON CRITICAL | LABOMED INC. | NA | 0 | 30000 |  |  |  | UNDER BMC |  |  | WORKING | WORKING | 16-07-2022 | AOVPB019 - Akash | 16-07-2022 | AOVPB017 - Vikas Tomer | 11-07-2022 | active
2110060234 | KAPURTHALA | DH | DH KAPURTHALA | NTEP (TB DEPTT) | LABORATORY | MICROSCOPE-BINOCULAR | NON CRITICAL | LABOMED INC. | NA | 0 | 30000 |  |  |  | UNDER BMC |  |  | WORKING | WORKING | 16-07-2022 | AOVPB019 - Akash | 16-07-2022 | AOVPB017 - Vikas Tomer | 11-07-2022 | active
2110060235 | KAPURTHALA | DH | DH KAPURTHALA | NTEP (TB DEPTT) | LABORATORY | MICROSCOPE-BINOCULAR | NON CRITICAL | LABOMED INC. | vision2000 | 0 | 30000 |  |  |  | UNDER BMC |  |  | WORKING | WORKING | 16-07-2022 | AOVPB019 - Akash | 16-07-2022 | AOVPB017 - Vikas Tomer | 11-07-2022 | active
2110060236 | KAPURTHALA | DH | DH KAPURTHALA | NTEP (TB DEPTT) | LABORATORY | WATER BATH | NON CRITICAL | QUALITY INDUSTRIES | NA | 0 | 30000 |  |  |  | UNDER BMC |  |  | WORKING | WORKING | 16-07-2022 | AOVPB019 - Akash | 16-07-2022 | AOVPB017 - Vikas Tomer | 11-07-2022 | active
2110060238 | KAPURTHALA | DH | DH KAPURTHALA | NTEP (TB DEPTT) | LABORATORY | MICROSCOPE-BINOCULAR | NON CRITICAL | LABOMED INC. | QIC HR 22 | 0 | 30000 |  |  |  | UNDER BMC |  |  | TO BE CONDEMNED | TO BE CONDEMNED | 16-07-2022 | AOVPB019 - Akash | 16-07-2022 | AOVPB017 - Vikas Tomer | 11-07-2022 | Inactive
3110110084 | KAPURTHALA | SDH | SDH SULTANPUR LODHI | GYNAE OPD | MONITOR | MULTIPARA MONITOR | CRITICAL | MEDITEC ENGLAND | M302 | 0 | 65000 |  |  |  | UNDER BMC |  |  | WORKING | WORKING | 16-07-2022 | AOVPB005 - PAPPU KUMAR | 16-07-2022 | AOVPB017 - Vikas Tomer | 05-07-2022 | active |  |  |  | working condition
3110110095 | KAPURTHALA | SDH | SDH SULTANPUR LODHI | EMERGENCY | MONITOR | MULTIPARA MONITOR | CRITICAL | MEDITEC ENGLAND | M302 | 0 | 65000 |  |  |  | UNDER BMC |  |  | WORKING | WORKING | 16-07-2022 | AOVPB005 - PAPPU KUMAR | 16-07-2022 | AOVPB017 - Vikas Tomer | 05-07-2022 | active |  |  |  | working condition
3110110096 | KAPURTHALA | SDH | SDH SULTANPUR LODHI | EMERGENCY | MONITOR | MULTIPARA MONITOR | CRITICAL | MEDITEC ENGLAND | M302 | 0 | 65000 |  |  |  | UNDER BMC |  |  | WORKING | WORKING | 16-07-2022 | AOVPB005 - PAPPU KUMAR | 16-07-2022 | AOVPB017 - Vikas Tomer | 05-07-2022 | active |  |  |  | working condition
3110110097 | KAPURTHALA | SDH | SDH SULTANPUR LODHI | EMERGENCY | MONITOR | MULTIPARA MONITOR | CRITICAL | MEDITEC ENGLAND | M302 | 0 | 65000 |  |  |  | UNDER BMC |  |  | WORKING | WORKING | 16-07-2022 | AOVPB005 - PAPPU KUMAR | 16-07-2022 | AOVPB017 - Vikas Tomer | 05-07-2022 | active |  |  |  | working condition
3110110114 | KAPURTHALA | SDH | SDH SULTANPUR LODHI | LABOR ROOM | PULSE OXIMETER | PULSE OXYMETER | NON CRITICAL | CLARITY MEDICAL PVT LTD | CMPO-01 | 0 | 29169 |  |  |  | UNDER BMC |  |  | WORKING | WORKING | 16-07-2022 | AOVPB005 - PAPPU KUMAR | 16-07-2022 | AOVPB017 - Vikas Tomer | 05-07-2022 | active |  |  |  | working condition
2110060034 | KAPURTHALA | DH | DH KAPURTHALA | RADIOLOGY | ULTRASOUND | ULTRASOUND MACHINE WITH COLOUR DOPPLER | CRITICAL | PHILIPS | CLEAR VUE 350 | 0 | 1430000 |  | 02-11-2019 |  | UNDER BMC |  |  | WORKING | WORKING | 16-07-2022 | AOVPB005 - PAPPU KUMAR | 16-07-2022 | AOVPB017 - Vikas Tomer | 09-06-2022 | active |  |  |  | working condition
2110060036 | KAPURTHALA | DH | DH KAPURTHALA | RADIOLOGY | ULTRASOUND | ULTRASOUND MACHINE | CRITICAL | WIPRO GE MEDICAL SYSTEMS LTD | LOGIC APHA 200 | 0 | 450655 |  | 02-11-2001 |  | UNDER BMC |  |  | TO BE CONDEMNED | TO BE CONDEMNED | 16-07-2022 | AOVPB005 - PAPPU KUMAR | 16-07-2022 | AOVPB017 - Vikas Tomer | 09-06-2022 | Inactive |  |  |  | not working condition
3110100126 | KAPURTHALA | SDH | SDH PHAGWARA | GYNAE OPD | ULTRASOUND | ULTRASOUND MACHINE WITH COLOUR DOPPLER | CRITICAL | PHILIPS | CLEAR VUE 350 | 0 | 1430000 |  |  |  | UNDER BMC |  |  | WORKING | WORKING | 16-07-2022 | AOVPB005 - PAPPU KUMAR | 16-07-2022 | AOVPB017 - Vikas Tomer | 27-06-2022 | active |  |  |  | working condition
2110060240 | KAPURTHALA | DH | DH KAPURTHALA | STORE | OTHERS | OXYGEN CONCENTRATOR | NON CRITICAL | PHILIPS | EVERFLO | 0 | 36000 |  |  |  | UNDER BMC |  |  | WORKING | WORKING | 16-07-2022 | AOVPB019 - Akash | 16-07-2022 | AOVPB017 - Vikas Tomer | 11-07-2022 | active
2110060241 | KAPURTHALA | DH | DH KAPURTHALA | STORE | OTHERS | OXYGEN CONCENTRATOR | NON CRITICAL | PHILIPS | EVERFLO | 0 | 36000 |  |  |  | UNDER BMC |  |  | WORKING | WORKING | 16-07-2022 | AOVPB019 - Akash | 16-07-2022 | AOVPB017 - Vikas Tomer | 11-07-2022 | active
2110060242 | KAPURTHALA | DH | DH KAPURTHALA | STORE | OTHERS | OXYGEN CONCENTRATOR | NON CRITICAL | PHILIPS | EVERFLO | 0 | 36000 |  |  |  | UNDER BMC |  |  | WORKING | WORKING | 16-07-2022 | AOVPB019 - Akash | 16-07-2022 | AOVPB017 - Vikas Tomer | 11-07-2022 | active
2110060243 | KAPURTHALA | DH | DH KAPURTHALA | STORE | OTHERS | OXYGEN CONCENTRATOR | NON CRITICAL | PHILIPS | EVERFLO | 0 | 36000 |  |  |  | UNDER BMC |  |  | WORKING | WORKING | 16-07-2022 | AOVPB019 - Akash | 16-07-2022 | AOVPB017 - Vikas Tomer | 11-07-2022 | active
2110060244 | KAPURTHALA | DH | DH KAPURTHALA | STORE | OTHERS | OXYGEN CONCENTRATOR | NON CRITICAL | PHILIPS | EVERFLO | 0 | 36000 |  |  |  | UNDER BMC |  |  | WORKING | WORKING | 16-07-2022 | AOVPB019 - Akash | 16-07-2022 | AOVPB017 - Vikas Tomer | 11-07-2022 | active
3110110047 | KAPURTHALA | SDH | SDH SULTANPUR LODHI | MINOR OT | CARDIOLOGY | ECG MACHINE | CRITICAL | BPL MEDICAL TECHNOLOGIES PVT LTD | cardiart 108 T | 0 | 25625 |  |  |  | UNDER BMC |  |  | WORKING | WORKING | 15-07-2022 | AOVPB005 - PAPPU KUMAR | 15-07-2022 | AOVPB017 - Vikas Tomer | 02-07-2022 | active |  |  |  | working condition
3110100154 | KAPURTHALA | SDH | SDH PHAGWARA | ICU | OTHERS | OXYGEN CONCENTRATOR | NON CRITICAL | MEDOXY | JAY-10 | 0 | 86400 |  |  |  | UNDER BMC |  |  | WORKING | WORKING | 15-07-2022 | AOVPB005 - PAPPU KUMAR | 15-07-2022 | AOVPB017 - Vikas Tomer | 12-07-2022 | active
3110090019 | KAPURTHALA | SDH | SDH BHOLATH | ECG Room | CARDIOLOGY | ECG MACHINE | CRITICAL | ALLENGERS | PISCES -A-103 | 0 | 24581 |  |  |  | UNDER BMC |  |  | WORKING | WORKING | 15-07-2022 | AOVPB021 - BALJINDER | 15-07-2022 | AOVPB017 - Vikas Tomer | 01-07-2022 | active
3110090020 | KAPURTHALA | SDH | SDH BHOLATH | ECG Room | CARDIOLOGY | ECG MACHINE | CRITICAL | ALLENGERS | pisces 103 | 0 | 24581 |  |  |  | UNDER BMC |  |  | WORKING | WORKING | 15-07-2022 | AOVPB021 - BALJINDER | 15-07-2022 | AOVPB017 - Vikas Tomer | 01-07-2022 | active
3110090021 | KAPURTHALA | SDH | SDH BHOLATH | ECG Room | CARDIOLOGY | ECG MACHINE | CRITICAL | ALLENGERS | pisces 103 | 0 | 24581 |  |  |  | UNDER BMC |  |  | WORKING | WORKING | 15-07-2022 | AOVPB021 - BALJINDER | 15-07-2022 | AOVPB017 - Vikas Tomer | 01-07-2022 | active
4110020008 | KAPURTHALA | CHC | CHC FATTU DHINGA | ECG Room | CARDIOLOGY | ECG MACHINE | CRITICAL | ALLENGERS | PISCES-A-103 | 0 | 24581 |  |  |  | UNDER BMC |  |  | WORKING | WORKING | 15-07-2022 | AOVPB002 - JATINDER SINGH | 15-07-2022 | AOVPB017 - Vikas Tomer | 07-07-2022 | active |  |  |  | working condition
2110060054 | KAPURTHALA | DH | DH KAPURTHALA | OT(GYN & OBS) | LIGHT | OT CEILING LIGHT (DOUBLE DOME) | NON CRITICAL | MULTILUX | NA | 0 | 169935 |  | 07-03-2017 |  | UNDER BMC |  |  | WORKING | WORKING | 15-07-2022 | AOVPB005 - PAPPU KUMAR | 15-07-2022 | AOVPB017 - Vikas Tomer | 09-06-2022 | active |  |  |  | working condition
3110100019 | KAPURTHALA | SDH | SDH PHAGWARA | MAIN OT | LIGHT | OT CEILING LIGHT (DOUBLE DOME) | NON CRITICAL | COGNATE INDIA | VISION(18-12) | 0 | 355071 |  |  |  | UNDER BMC |  |  | WORKING | WORKING | 14-07-2022 | AOVPB006 - HARPREET SINGH | 14-07-2022 | AOVPB017 - Vikas Tomer | 21-06-2022 | active
3110100015 | KAPURTHALA | SDH | SDH PHAGWARA | MAIN OT | LIGHT | OT MOBILE LIGHT | NON CRITICAL | SURGIDENT | CS-4 | 0 | 36750 |  |  |  | UNDER BMC |  |  | WORKING | WORKING | 14-07-2022 | AOVPB006 - HARPREET SINGH | 14-07-2022 | AOVPB017 - Vikas Tomer | 21-06-2022 | active
4110040041 | KAPURTHALA | CHC | CHC PANCHHAT | LABOR ROOM | LIGHT | OT MOBILE LIGHT | NON CRITICAL | LOCAL | na | 0 | 25000 |  |  |  | UNDER BMC |  |  | WORKING | WORKING | 14-07-2022 | AOVPB005 - PAPPU KUMAR | 14-07-2022 | AOVPB017 - Vikas Tomer | 24-06-2022 | active |  |  |  | working condition
3110100106 | KAPURTHALA | SDH | SDH PHAGWARA | LABOR ROOM | LIGHT | OT CEILING LIGHT (DOUBLE DOME) | NON CRITICAL | COGNATE INDIA | VISION(18-12) | 0 | 355071 |  |  |  | UNDER BMC |  |  | WORKING | WORKING | 14-07-2022 | AOVPB005 - PAPPU KUMAR | 14-07-2022 | AOVPB017 - Vikas Tomer | 27-06-2022 | active |  |  |  | working condition
3110090039 | KAPURTHALA | SDH | SDH BHOLATH | MAIN OT | LIGHT | OT CEILING LIGHT (DOUBLE DOME) | NON CRITICAL | MULTILUX | ULS-412SM | 0 | 169935 |  |  |  | UNDER BMC |  |  | WORKING | WORKING | 14-07-2022 | AOVPB021 - BALJINDER | 14-07-2022 | AOVPB017 - Vikas Tomer | 01-07-2022 | active
3110110043 | KAPURTHALA | SDH | SDH SULTANPUR LODHI | MINOR OT | LIGHT | OT CEILING LIGHT (DOUBLE DOME) | NON CRITICAL | COGNATE INDIA | VISION(18-12) | 0 | 355071 |  |  |  | UNDER BMC |  |  | WORKING | WORKING | 14-07-2022 | AOVPB005 - PAPPU KUMAR | 14-07-2022 | AOVPB017 - Vikas Tomer | 02-07-2022 | active |  |  |  | working condition
4110050009 | KAPURTHALA | CHC | CHC TIBBA | LABOR ROOM | LIGHT | OT CEILING LIGHT (SINGLE DOME) | NON CRITICAL | Others | NA | 0 | 500000 |  |  |  | UNDER BMC |  |  | WORKING | WORKING | 14-07-2022 | AOVPB002 - JATINDER SINGH | 14-07-2022 | AOVPB017 - Vikas Tomer | 05-07-2022 | active |  |  |  | working condition
4110050028 | KAPURTHALA | CHC | CHC TIBBA | EMERGENCY OT | LIGHT | OT CEILING LIGHT (SINGLE DOME) | NON CRITICAL | Others | OPTILUX 11 | 0 | 500000 |  |  |  | UNDER BMC |  |  | WORKING | WORKING | 14-07-2022 | AOVPB002 - JATINDER SINGH | 14-07-2022 | AOVPB017 - Vikas Tomer | 05-07-2022 | active |  |  |  | working condition
4110010019 | KAPURTHALA | CHC | CHC BEGOWAL | LABOR ROOM | LIGHT | OT CEILING LIGHT (DOUBLE DOME) | NON CRITICAL | COGNATE INDIA | VISION(18-12) | 0 | 355071 |  |  |  | UNDER BMC |  |  | WORKING | WORKING | 14-07-2022 | AOVPB007 - GURPREET SINGH | 14-07-2022 | AOVPB017 - Vikas Tomer | 07-07-2022 | active
3110090038 | KAPURTHALA | SDH | SDH BHOLATH | MAIN OT | LIGHT | OT MOBILE LIGHT | NON CRITICAL | SURGIDENT | OPTILUX 11 | 0 | 36750 |  |  |  | UNDER BMC |  |  | WORKING | WORKING | 12-07-2022 | AOVPB021 - BALJINDER | 12-07-2022 | AOVPB017 - Vikas Tomer | 01-07-2022 | active
3110090056 | KAPURTHALA | SDH | SDH BHOLATH | LABOR ROOM | LIGHT | OT MOBILE LIGHT | NON CRITICAL | SURGIDENT | NA | 0 | 36750 |  |  |  | UNDER BMC |  |  | WORKING | WORKING | 12-07-2022 | AOVPB021 - BALJINDER | 12-07-2022 | AOVPB017 - Vikas Tomer | 01-07-2022 | active
3110090086 | KAPURTHALA | SDH | SDH BHOLATH | EMERGENCY | LIGHT | OT MOBILE LIGHT | NON CRITICAL | SURGIDENT | Optilux 11 | 0 | 36750 |  |  |  | UNDER BMC |  |  | WORKING | WORKING | 12-07-2022 | AOVPB021 - BALJINDER | 12-07-2022 | AOVPB017 - Vikas Tomer | 01-07-2022 | active
3110110066 | KAPURTHALA | SDH | SDH SULTANPUR LODHI | LABOR ROOM | LIGHT | OT MOBILE LIGHT | NON CRITICAL | LOCAL | na | 0 | 25000 |  |  |  | UNDER BMC |  |  | WORKING | WORKING | 12-07-2022 | AOVPB005 - PAPPU KUMAR | 12-07-2022 | AOVPB017 - Vikas Tomer | 02-07-2022 | active |  |  |  | working condition
4110050005 | KAPURTHALA | CHC | CHC TIBBA | MAIN OT | LIGHT | OT MOBILE LIGHT | NON CRITICAL | MULTILUX | OPTILUX 11 | 0 | 25000 |  |  |  | UNDER BMC |  |  | WORKING | WORKING | 12-07-2022 | AOVPB002 - JATINDER SINGH | 12-07-2022 | AOVPB017 - Vikas Tomer | 05-07-2022 | active |  |  |  | working condition
4110050006 | KAPURTHALA | CHC | CHC TIBBA | MAIN OT | LIGHT | OT MOBILE LIGHT | NON CRITICAL | Others | NA | 0 | 25000 |  |  |  | UNDER BMC |  |  | WORKING | WORKING | 12-07-2022 | AOVPB002 - JATINDER SINGH | 12-07-2022 | AOVPB017 - Vikas Tomer | 05-07-2022 | active |  |  |  | working condition
3110110075 | KAPURTHALA | SDH | SDH SULTANPUR LODHI | MAIN OT | LIGHT | OT MOBILE LIGHT | NON CRITICAL | SURGIDENT | CS-4 | 0 | 36750 |  |  |  | UNDER BMC |  |  | WORKING | WORKING | 12-07-2022 | AOVPB005 - PAPPU KUMAR | 12-07-2022 | AOVPB017 - Vikas Tomer | 05-07-2022 | active |  |  |  | working condition
3110110076 | KAPURTHALA | SDH | SDH SULTANPUR LODHI | MAIN OT | LIGHT | OT MOBILE LIGHT | NON CRITICAL | LOCAL | na | 0 | 25000 |  |  |  | UNDER BMC |  |  | WORKING | WORKING | 12-07-2022 | AOVPB005 - PAPPU KUMAR | 12-07-2022 | AOVPB017 - Vikas Tomer | 05-07-2022 | active |  |  |  | working condition
4110030012 | KAPURTHALA | CHC | CHC KALA SANGHIAN | GYNE WARD | LIGHT | OT MOBILE LIGHT | NON CRITICAL | Others | Optilux 11 | 0 | 25000 |  |  |  | UNDER BMC |  |  | WORKING | WORKING | 12-07-2022 | AOVPB002 - JATINDER SINGH | 12-07-2022 | AOVPB017 - Vikas Tomer | 06-07-2022 | active |  |  |  | working condition
4110030021 | KAPURTHALA | CHC | CHC KALA SANGHIAN | LABOR ROOM | LIGHT | OT MOBILE LIGHT | NON CRITICAL | SURGIDENT |  | 0 | 36750 |  |  |  | UNDER BMC |  |  | WORKING | WORKING | 12-07-2022 | AOVPB002 - JATINDER SINGH | 12-07-2022 | AOVPB017 - Vikas Tomer | 06-07-2022 | active |  |  |  | working condition
4110020018 | KAPURTHALA | CHC | CHC FATTU DHINGA | LABOR ROOM | LIGHT | OT MOBILE LIGHT | NON CRITICAL | SURGIDENT | n/a | 0 | 36750 |  |  |  | UNDER BMC |  |  | WORKING | WORKING | 12-07-2022 | AOVPB002 - JATINDER SINGH | 12-07-2022 | AOVPB017 - Vikas Tomer | 07-07-2022 | active |  |  |  | working condition
4110010029 | KAPURTHALA | CHC | CHC BEGOWAL | MAIN OT | LIGHT | OT MOBILE LIGHT | NON CRITICAL | MULTILUX | coolex dms 20 | 0 | 25000 |  |  |  | UNDER BMC |  |  | WORKING | WORKING | 12-07-2022 | AOVPB007 - GURPREET SINGH | 12-07-2022 | AOVPB017 - Vikas Tomer | 07-07-2022 | active
4110010041 | KAPURTHALA | CHC | CHC BEGOWAL | MAIN OT | LIGHT | OT MOBILE LIGHT | NON CRITICAL | SURGIDENT | cs-4 | 0 | 36750 |  |  |  | UNDER BMC |  |  | WORKING | WORKING | 12-07-2022 | AOVPB007 - GURPREET SINGH | 12-07-2022 | AOVPB017 - Vikas Tomer | 07-07-2022 | active
5110070017 | KAPURTHALA | PHC | PHC Dhilwan | LABOR ROOM | LIGHT | OT MOBILE LIGHT | NON CRITICAL | COGNATE INDIA | vision 18 12 | 0 | 25000 |  |  |  | UNDER BMC |  |  | WORKING | WORKING | 11-07-2022 | AOVPB007 - GURPREET SINGH | 11-07-2022 | AOVPB017 - Vikas Tomer | 09-07-2022 | active
3110100064 | KAPURTHALA | SDH | SDH PHAGWARA | BLOOD BANK | BLOOD BANK | APHERESIS MACHINE | CRITICAL | FENWAL | Nil | 0 | 1414400 |  |  |  | UNDER BMC |  |  | TO BE CONDEMNED | TO BE CONDEMNED | 11-07-2022 | AOVPB005 - PAPPU KUMAR | 11-07-2022 | AOVPB017 - Vikas Tomer | 21-06-2022 | Inactive |  |  |  | not in working condition
4110020030 | KAPURTHALA | CHC | CHC FATTU DHINGA | STORE | WARMER | RADIANT BABY WARMER | CRITICAL | PHOENIX MEDICAL SYSTEM(P) LTD. | nws-101 | 0 | 69636 |  |  |  | UNDER BMC |  |  | WORKING | WORKING | 11-07-2022 | AOVPB002 - JATINDER SINGH | 11-07-2022 | AOVPB017 - Vikas Tomer | 08-07-2022 | active |  |  |  | working condition
4110020031 | KAPURTHALA | CHC | CHC FATTU DHINGA | STORE | WARMER | RADIANT BABY WARMER | CRITICAL | PHOENIX MEDICAL SYSTEM(P) LTD. | nws-101 | 0 | 69636 |  |  |  | UNDER BMC |  |  | WORKING | WORKING | 11-07-2022 | AOVPB002 - JATINDER SINGH | 11-07-2022 | AOVPB017 - Vikas Tomer | 08-07-2022 | active |  |  |  | working condition
5110080001 | KAPURTHALA | PHC | PHC MAKSOODPUR | DENTAL | STERILIZER | AUTOCLAVE (FLASH AUTOCLAVE) | NON CRITICAL | APOZA ENTERPRISE CO.LTD. | 17l | 0 | 126000 |  |  |  | UNDER BMC |  |  | WORKING | WORKING | 11-07-2022 | AOVPB007 - GURPREET SINGH | 11-07-2022 | AOVPB017 - Vikas Tomer | 09-07-2022 | active
5110070012 | KAPURTHALA | PHC | PHC Dhilwan | DENTAL | STERILIZER | AUTOCLAVE (FLASH AUTOCLAVE) | NON CRITICAL | APOZA ENTERPRISE CO.LTD. | 17l | 0 | 126000 |  |  |  | UNDER BMC |  |  | WORKING | WORKING | 11-07-2022 | AOVPB007 - GURPREET SINGH | 11-07-2022 | AOVPB017 - Vikas Tomer | 09-07-2022 | active
5110070020 | KAPURTHALA | PHC | PHC Dhilwan | LABOR ROOM | WARMER | RADIANT BABY WARMER | CRITICAL | PHOENIX MEDICAL SYSTEM(P) LTD. | nws 101 | 0 | 69636 |  |  |  | UNDER BMC |  |  | WORKING | WORKING | 09-07-2022 | AOVPB007 - GURPREET SINGH | 09-07-2022 | AOVPB017 - Vikas Tomer | 09-07-2022 | active
5110070021 | KAPURTHALA | PHC | PHC Dhilwan | LABOR ROOM | WARMER | RADIANT BABY WARMER | CRITICAL | PHOENIX MEDICAL SYSTEM(P) LTD. | NA | 0 | 69636 |  |  |  | UNDER BMC |  |  | WORKING | WORKING | 09-07-2022 | AOVPB007 - GURPREET SINGH | 09-07-2022 | AOVPB017 - Vikas Tomer | 09-07-2022 | active
5110070022 | KAPURTHALA | PHC | PHC Dhilwan | LABOR ROOM | ASPIRATOR | SUCTION MACHINE | NON CRITICAL | MEDIGUARD | na | 0 | 10000 |  |  |  | UNDER BMC |  |  | WORKING | WORKING | 09-07-2022 | AOVPB007 - GURPREET SINGH | 09-07-2022 | AOVPB017 - Vikas Tomer | 09-07-2022 | active
5110070023 | KAPURTHALA | PHC | PHC Dhilwan | LABOR ROOM | ASPIRATOR | SUCTION MACHINE | NON CRITICAL | MEDIVAC | na | 0 | 10000 |  |  |  | UNDER BMC |  |  | WORKING | WORKING | 09-07-2022 | AOVPB007 - GURPREET SINGH | 09-07-2022 | AOVPB017 - Vikas Tomer | 09-07-2022 | active
5110070024 | KAPURTHALA | PHC | PHC Dhilwan | EMERGENCY | LIGHT | OT CEILING LIGHT (SINGLE DOME) | NON CRITICAL | Others | na | 0 | 500000 |  |  |  | UNDER BMC |  |  | WORKING | WORKING | 09-07-2022 | AOVPB007 - GURPREET SINGH | 09-07-2022 | AOVPB017 - Vikas Tomer | 09-07-2022 | active
5110070002 | KAPURTHALA | PHC | PHC Dhilwan | LABORATORY | LABORATORY | SEMI AUTO ANALYZER | NON CRITICAL | TRANSASIA BIOMEDICAL LTD/SYSMEX CORPORATION | chem 5x | 0 | 100000 |  |  |  | UNDER BMC |  |  | WORKING | WORKING | 09-07-2022 | AOVPB007 - GURPREET SINGH | 09-07-2022 | AOVPB017 - Vikas Tomer | 09-07-2022 | active
3110100088 | KAPURTHALA | SDH | SDH PHAGWARA | BLOOD BANK | MICROSCOPE | MICROSCOPE-BINOCULAR | NON CRITICAL | ALMICRO | bm-6bi | 0 | 30000 |  |  |  | UNDER BMC |  |  | WORKING | WORKING | 08-07-2022 | AOVPB006 - HARPREET SINGH | 08-07-2022 | AOVPB017 - Vikas Tomer | 21-06-2022 | active
4110040015 | KAPURTHALA | CHC | CHC PANCHHAT | LABORATORY | MICROSCOPE | MICROSCOPE-BINOCULAR | NON CRITICAL | RADICAL | NA | 0 | 30000 |  |  |  | UNDER BMC |  |  | WORKING | WORKING | 08-07-2022 | AOVPB005 - PAPPU KUMAR | 08-07-2022 | AOVPB017 - Vikas Tomer | 24-06-2022 | active |  |  |  | working condition
3110100120 | KAPURTHALA | SDH | SDH PHAGWARA | NTEP (TB DEPTT) | MICROSCOPE | MICROSCOPE-MONOCULAR | NON CRITICAL | LABOMED INC. | Lx400 | 0 | 30000 |  |  |  | UNDER BMC |  |  | WORKING | WORKING | 08-07-2022 | AOVPB005 - PAPPU KUMAR | 08-07-2022 | AOVPB017 - Vikas Tomer | 27-06-2022 | active |  |  |  | not in working condition
3110100121 | KAPURTHALA | CHC | CHC PANCHHAT | NTEP (TB DEPTT) | MICROSCOPE | MICROSCOPE-MONOCULAR | NON CRITICAL | LABOMED INC. | VISION 2000 | 0 | 30000 |  |  |  | UNDER BMC |  |  | WORKING | WORKING | 08-07-2022 | AOVPB005 - PAPPU KUMAR | 08-07-2022 | AOVPB017 - Vikas Tomer | 27-06-2022 | active |  |  |  | This machine is shifted from SHD Phagwara to CHC Panchhat
3110100151 | KAPURTHALA | SDH | SDH PHAGWARA | LABORATORY | MICROSCOPE | MICROSCOPE-MONOCULAR | NON CRITICAL | QUASMO | NA | 0 | 30000 |  |  |  | UNDER BMC |  |  | TO BE CONDEMNED | TO BE CONDEMNED | 08-07-2022 | AOVPB005 - PAPPU KUMAR | 08-07-2022 | AOVPB017 - Vikas Tomer | 27-06-2022 | Inactive |  |  |  | not in working condition
3110100153 | KAPURTHALA | SDH | SDH PHAGWARA | LABORATORY | MICROSCOPE | MICROSCOPE-BINOCULAR | NON CRITICAL | RADICAL | RXL-4B | 0 | 30000 |  |  |  | UNDER BMC |  |  | WORKING | WORKING | 08-07-2022 | AOVPB005 - PAPPU KUMAR | 08-07-2022 | AOVPB017 - Vikas Tomer | 27-06-2022 | active |  |  |  | working condition
4110020032 | KAPURTHALA | CHC | CHC FATTU DHINGA | STORE | OTHERS | OXYGEN CONCENTRATOR | NON CRITICAL | JIANGSU YUYUE MEDICAL EQUIPMENT | 7f-10 | 0 | 36000 |  |  |  | UNDER BMC |  |  | WORKING | WORKING | 08-07-2022 | AOVPB002 - JATINDER SINGH | 08-07-2022 | AOVPB017 - Vikas Tomer | 08-07-2022 | active
3110110007 | KAPURTHALA | SDH | SDH SULTANPUR LODHI | LABORATORY | LABORATORY | MICROSCOPE-BINOCULAR | NON CRITICAL | LOCAL | Nil | 0 | 30000 |  |  |  | UNDER BMC |  |  | WORKING | WORKING | 08-07-2022 | AOVPB005 - PAPPU KUMAR | 08-07-2022 | AOVPB017 - Vikas Tomer | 02-07-2022 | active |  |  |  | working condition
3110110011 | KAPURTHALA | SDH | SDH SULTANPUR LODHI | LABORATORY | MICROSCOPE | MICROSCOPE-BINOCULAR | NON CRITICAL | LOCAL | na | 0 | 30000 |  |  |  | UNDER BMC |  |  | WORKING | WORKING | 08-07-2022 | AOVPB005 - PAPPU KUMAR | 08-07-2022 | AOVPB017 - Vikas Tomer | 02-07-2022 | active |  |  |  | working condition
4110050015 | KAPURTHALA | CHC | CHC TIBBA | LABORATORY | MICROSCOPE | MICROSCOPE-BINOCULAR | NON CRITICAL | RADICAL | RXL-4B | 0 | 30000 |  |  |  | UNDER BMC |  |  | WORKING | WORKING | 08-07-2022 | AOVPB002 - JATINDER SINGH | 08-07-2022 | AOVPB017 - Vikas Tomer | 05-07-2022 | active |  |  |  | working condition
4110050017 | KAPURTHALA | CHC | CHC TIBBA | LABORATORY | MICROSCOPE | MICROSCOPE-MONOCULAR | NON CRITICAL | LABOMED INC. | NA | 0 | 30000 |  |  |  | UNDER BMC |  |  | WORKING | WORKING | 08-07-2022 | AOVPB002 - JATINDER SINGH | 08-07-2022 | AOVPB017 - Vikas Tomer | 05-07-2022 | active |  |  |  | working condition
3110110087 | KAPURTHALA | SDH | SDH SULTANPUR LODHI | LABORATORY | MICROSCOPE | MICROSCOPE-MONOCULAR | NON CRITICAL | QUASMO | SP-22 | 0 | 30000 |  |  |  | UNDER BMC |  |  | TO BE CONDEMNED | TO BE CONDEMNED | 08-07-2022 | AOVPB005 - PAPPU KUMAR | 08-07-2022 | AOVPB017 - Vikas Tomer | 05-07-2022 | Inactive |  |  |  | not in working condition
3110110089 | KAPURTHALA | SDH | SDH SULTANPUR LODHI | NTEP (TB DEPTT) | MICROSCOPE | MICROSCOPE-BINOCULAR | NON CRITICAL | SUSWOX |  | 0 | 30000 |  |  |  | UNDER BMC |  |  | WORKING | WORKING | 08-07-2022 | AOVPB005 - PAPPU KUMAR | 08-07-2022 | AOVPB017 - Vikas Tomer | 05-07-2022 | active |  |  |  | working condition
3110110090 | KAPURTHALA | SDH | SDH SULTANPUR LODHI | NTEP (TB DEPTT) | MICROSCOPE | MICROSCOPE-BINOCULAR | NON CRITICAL | QUASMO | SP-22 | 0 | 30000 |  |  |  | UNDER BMC |  |  | WORKING | WORKING | 08-07-2022 | AOVPB005 - PAPPU KUMAR | 08-07-2022 | AOVPB017 - Vikas Tomer | 05-07-2022 | active |  |  |  | working condition
3110110094 | KAPURTHALA | SDH | SDH SULTANPUR LODHI | NTEP (TB DEPTT) | MICROSCOPE | MICROSCOPE-MONOCULAR | NON CRITICAL | LABOMED INC. | Vision 2000 | 0 | 30000 |  |  |  | UNDER BMC |  |  | WORKING | WORKING | 08-07-2022 | AOVPB005 - PAPPU KUMAR | 08-07-2022 | AOVPB017 - Vikas Tomer | 05-07-2022 | active |  |  |  | working condition
4110030011 | KAPURTHALA | CHC | CHC KALA SANGHIAN | LABORATORY | MICROSCOPE | MICROSCOPE-BINOCULAR | NON CRITICAL | QUASMO | NA | 0 | 30000 |  |  |  | UNDER BMC |  |  | WORKING | WORKING | 08-07-2022 | AOVPB002 - JATINDER SINGH | 08-07-2022 | AOVPB017 - Vikas Tomer | 06-07-2022 | active |  |  |  | working condition
4110020006 | KAPURTHALA | CHC | CHC FATTU DHINGA | LABORATORY | MICROSCOPE | MICROSCOPE-BINOCULAR | NON CRITICAL | RADICAL | RXL-4B | 0 | 30000 |  |  |  | UNDER BMC |  |  | WORKING | WORKING | 08-07-2022 | AOVPB002 - JATINDER SINGH | 08-07-2022 | AOVPB017 - Vikas Tomer | 07-07-2022 | active |  |  |  | working condition
4110010001 | KAPURTHALA | CHC | CHC BEGOWAL | LABORATORY | MICROSCOPE | MICROSCOPE-MONOCULAR | NON CRITICAL | FOCUS INDIA OPTICS | NA | 0 | 30000 |  |  |  | UNDER BMC |  |  | WORKING | WORKING | 08-07-2022 | AOVPB007 - GURPREET SINGH | 08-07-2022 | AOVPB017 - Vikas Tomer | 07-07-2022 | active
3110100009 | KAPURTHALA | SDH | SDH PHAGWARA | MORTUARY | OTHERS | MORTUARY FREEZER | NON CRITICAL | JINDAL | SMI-157 | 0 | 333000 |  |  |  | UNDER BMC |  |  | WORKING | WORKING | 08-07-2022 | AOVPB006 - HARPREET SINGH | 08-07-2022 | AOVPB017 - Vikas Tomer | 21-06-2022 | active
4110020033 | KAPURTHALA | CHC | CHC FATTU DHINGA | STORE | OTHERS | OXYGEN CONCENTRATOR | NON CRITICAL | MICROTEK | OXYFLOW 10M | 0 | 36000 |  |  |  | UNDER BMC |  |  | WORKING | WORKING | 08-07-2022 | AOVPB002 - JATINDER SINGH | 08-07-2022 | AOVPB017 - Vikas Tomer | 08-07-2022 | active
4110040016 | KAPURTHALA | CHC | CHC PANCHHAT | EYE O. P. D | MICROSCOPE | MICROSCOPE (OPERATING MICROSCOPE-EYE) | CRITICAL | GUARDIAN OPLINE INC | NA | 0 | 763000 |  |  |  | UNDER BMC |  |  | WORKING | WORKING | 08-07-2022 | AOVPB005 - PAPPU KUMAR | 08-07-2022 | AOVPB017 - Vikas Tomer | 24-06-2022 | active |  |  |  | working condition
3110100102 | KAPURTHALA | SDH | SDH PHAGWARA | MAIN OT | MICROSCOPE | MICROSCOPE (OPERATING MICROSCOPE-EYE) | CRITICAL | BHARAT ELECTRONICS | NA | 0 | 763000 |  |  |  | UNDER BMC |  |  | WORKING | WORKING | 08-07-2022 | AOVPB005 - PAPPU KUMAR | 08-07-2022 | AOVPB017 - Vikas Tomer | 27-06-2022 | active |  |  |  | working condition
3110100103 | KAPURTHALA | SDH | SDH PHAGWARA | MAIN OT | MICROSCOPE | MICROSCOPE (OPERATING MICROSCOPE-EYE) | CRITICAL | HS MOLLER-WEDEL INTERNATIONAL | ophtamic 900 | 0 | 719816 |  |  |  | UNDER BMC |  |  | WORKING | WORKING | 08-07-2022 | AOVPB005 - PAPPU KUMAR | 08-07-2022 | AOVPB017 - Vikas Tomer | 27-06-2022 | active |  |  |  | working condition
3110110036 | KAPURTHALA | SDH | SDH SULTANPUR LODHI | EYE OT | MICROSCOPE | MICROSCOPE (OPERATING MICROSCOPE-EYE) | CRITICAL | HS MOLLER-WEDEL INTERNATIONAL | FS2012 | 0 | 719816 |  |  |  | UNDER BMC |  |  | WORKING | WORKING | 08-07-2022 | AOVPB005 - PAPPU KUMAR | 08-07-2022 | AOVPB017 - Vikas Tomer | 02-07-2022 | active |  |  |  | working condition
4110050003 | KAPURTHALA | CHC | CHC TIBBA | MAIN OT | MICROSCOPE | MICROSCOPE (OPERATING MICROSCOPE-EYE) | CRITICAL | GUARDIAN OPLINE INC | 376 | 0 | 763000 |  |  |  | UNDER BMC |  |  | WORKING | WORKING | 08-07-2022 | AOVPB002 - JATINDER SINGH | 08-07-2022 | AOVPB017 - Vikas Tomer | 05-07-2022 | active |  |  |  | working condition
4110050004 | KAPURTHALA | CHC | CHC TIBBA | MAIN OT | MICROSCOPE | MICROSCOPE (OPERATING MICROSCOPE-EYE) | CRITICAL | TAKAGI SEIKO CO. LTD. | OM - 10 | 0 | 800000 |  |  |  | UNDER BMC |  |  | WORKING | WORKING | 08-07-2022 | AOVPB002 - JATINDER SINGH | 08-07-2022 | AOVPB017 - Vikas Tomer | 05-07-2022 | active |  |  |  | working condition
3110100127 | KAPURTHALA | SDH | SDH PHAGWARA | DIALYSIS | DIALYSIS | HAEMODIALYSIS MACHINE | CRITICAL | NIPRO | DIAMAX | 0 | 600000 |  |  |  | UNDER BMC |  |  | WORKING | WORKING | 08-07-2022 | AOVPB005 - PAPPU KUMAR | 08-07-2022 | AOVPB017 - Vikas Tomer | 27-06-2022 | active |  |  |  | working condition
3110100128 | KAPURTHALA | SDH | SDH PHAGWARA | DIALYSIS | DIALYSIS | HAEMODIALYSIS MACHINE | CRITICAL | NIPRO | DIAMAx | 0 | 600000 |  |  |  | UNDER BMC |  |  | WORKING | WORKING | 08-07-2022 | AOVPB005 - PAPPU KUMAR | 08-07-2022 | AOVPB017 - Vikas Tomer | 27-06-2022 | active |  |  |  | working condition
4110010016 | KAPURTHALA | CHC | CHC BEGOWAL | LABOR ROOM | PHOTOTHERAPY | PHOTOTHERAPY UNIT (DOUBLE SURFACE) | CRITICAL | PHOENIX MEDICAL SYSTEM(P) LTD. | cfl 101 | 0 | 67950 |  |  |  | UNDER BMC |  |  | WORKING | WORKING | 08-07-2022 | AOVPB007 - GURPREET SINGH | 08-07-2022 | AOVPB017 - Vikas Tomer | 07-07-2022 | active
4110020017 | KAPURTHALA | CHC | CHC FATTU DHINGA | LABOR ROOM | PHOTOTHERAPY | PHOTOTHERAPY UNIT (SINGLE SURFACE) | CRITICAL | PHOENIX MEDICAL SYSTEM(P) LTD. | cfl-101 | 0 | 67950 |  |  |  | UNDER BMC |  |  | WORKING | WORKING | 08-07-2022 | AOVPB002 - JATINDER SINGH | 08-07-2022 | AOVPB017 - Vikas Tomer | 07-07-2022 | active |  |  |  | working condition
4110010015 | KAPURTHALA | CHC | CHC BEGOWAL | EMERGENCY | ASPIRATOR | SUCTION MACHINE | NON CRITICAL | GULATI INDUSTRIES | na | 0 | 10000 |  |  |  | UNDER BMC |  |  | WORKING | WORKING | 08-07-2022 | AOVPB007 - GURPREET SINGH | 08-07-2022 | AOVPB017 - Vikas Tomer | 07-07-2022 | active
4110010018 | KAPURTHALA | CHC | CHC BEGOWAL | LABOR ROOM | ASPIRATOR | SUCTION MACHINE | NON CRITICAL | Others | na | 0 | 10000 |  |  |  | UNDER BMC |  |  | WORKING | WORKING | 08-07-2022 | AOVPB007 - GURPREET SINGH | 08-07-2022 | AOVPB017 - Vikas Tomer | 07-07-2022 | active
4110020016 | KAPURTHALA | CHC | CHC FATTU DHINGA | LABOR ROOM | ASPIRATOR | SUCTION MACHINE | NON CRITICAL | GULATI INDUSTRIES | n/a | 0 | 10000 |  |  |  | UNDER BMC |  |  | WORKING | WORKING | 08-07-2022 | AOVPB002 - JATINDER SINGH | 08-07-2022 | AOVPB017 - Vikas Tomer | 07-07-2022 | active |  |  |  | working condition
4110020034 | KAPURTHALA | CHC | CHC FATTU DHINGA | STORE | OTHERS | OXYGEN CONCENTRATOR | NON CRITICAL | MICROTEK | OXYFLOW 10M | 0 | 36000 |  |  |  | UNDER BMC |  |  | WORKING | WORKING | 08-07-2022 | AOVPB002 - JATINDER SINGH | 08-07-2022 | AOVPB017 - Vikas Tomer | 08-07-2022 | active
3110090041 | KAPURTHALA | SDH | SDH BHOLATH | MAIN OT | MONITOR | MULTIPARA MONITOR | CRITICAL | PHILIPS | mx 500 | 0 | 529100 |  |  |  | UNDER BMC |  |  | WORKING | WORKING | 08-07-2022 | AOVPB021 - BALJINDER | 08-07-2022 | AOVPB017 - Vikas Tomer | 01-07-2022 | active
3110110026 | KAPURTHALA | SDH | SDH SULTANPUR LODHI | MAIN OT | MONITOR | MULTIPARA MONITOR | CRITICAL | PHILIPS | MX500 | 0 | 529100 |  |  |  | UNDER BMC |  |  | WORKING | WORKING | 08-07-2022 | AOVPB005 - PAPPU KUMAR | 08-07-2022 | AOVPB017 - Vikas Tomer | 02-07-2022 | active |  |  |  | working condition
3110110050 | KAPURTHALA | SDH | SDH SULTANPUR LODHI | ICU | MONITOR | MULTIPARA MONITOR | CRITICAL | PHILIPS | MX500 | 0 | 529100 |  |  |  | UNDER BMC |  |  | WORKING | WORKING | 08-07-2022 | AOVPB005 - PAPPU KUMAR | 08-07-2022 | AOVPB017 - Vikas Tomer | 02-07-2022 | active |  |  |  | working condition
3110110051 | KAPURTHALA | SDH | SDH SULTANPUR LODHI | ICU | MONITOR | MULTIPARA MONITOR | CRITICAL | PHILIPS | MX500 | 0 | 529100 |  |  |  | UNDER BMC |  |  | WORKING | WORKING | 08-07-2022 | AOVPB005 - PAPPU KUMAR | 08-07-2022 | AOVPB017 - Vikas Tomer | 02-07-2022 | active |  |  |  | working condition
3110110052 | KAPURTHALA | SDH | SDH SULTANPUR LODHI | ICU | MONITOR | MULTIPARA MONITOR | CRITICAL | PHILIPS | MX500 | 0 | 529100 |  |  |  | UNDER BMC |  |  | WORKING | WORKING | 08-07-2022 | AOVPB005 - PAPPU KUMAR | 08-07-2022 | AOVPB017 - Vikas Tomer | 02-07-2022 | active |  |  |  | working condition
3110110053 | KAPURTHALA | SDH | SDH SULTANPUR LODHI | ICU | MONITOR | MULTIPARA MONITOR | CRITICAL | PHILIPS | MX500 | 0 | 529100 |  |  |  | UNDER BMC |  |  | WORKING | WORKING | 08-07-2022 | AOVPB005 - PAPPU KUMAR | 08-07-2022 | AOVPB017 - Vikas Tomer | 02-07-2022 | active |  |  |  | working condition
3110110054 | KAPURTHALA | SDH | SDH SULTANPUR LODHI | ICU | MONITOR | MULTIPARA MONITOR | CRITICAL | PHILIPS | MX500 | 0 | 529100 |  |  |  | UNDER BMC |  |  | WORKING | WORKING | 08-07-2022 | AOVPB005 - PAPPU KUMAR | 08-07-2022 | AOVPB017 - Vikas Tomer | 02-07-2022 | active |  |  |  | working condition
3110110055 | KAPURTHALA | SDH | SDH SULTANPUR LODHI | ICU | MONITOR | MULTIPARA MONITOR | CRITICAL | PHILIPS | MX500 | 0 | 529100 |  |  |  | UNDER BMC |  |  | WORKING | WORKING | 08-07-2022 | AOVPB005 - PAPPU KUMAR | 08-07-2022 | AOVPB017 - Vikas Tomer | 02-07-2022 | active |  |  |  | working condition
4110020035 | KAPURTHALA | CHC | CHC FATTU DHINGA | STORE | OTHERS | OXYGEN CONCENTRATOR | NON CRITICAL | MICROTEK | OXYFLOW 10M | 0 | 36000 |  |  |  | UNDER BMC |  |  | WORKING | WORKING | 08-07-2022 | AOVPB002 - JATINDER SINGH | 08-07-2022 | AOVPB017 - Vikas Tomer | 08-07-2022 | active
4110030018 | KAPURTHALA | CHC | CHC KALA SANGHIAN | EMERGENCY RECOVERY | MONITOR | MULTIPARA MONITOR | CRITICAL | Others | m302 | 0 | 65000 |  |  |  | UNDER BMC |  |  | WORKING | WORKING | 08-07-2022 | AOVPB002 - JATINDER SINGH | 08-07-2022 | AOVPB017 - Vikas Tomer | 06-07-2022 | active |  |  |  | working condition
4110020015 | KAPURTHALA | CHC | CHC FATTU DHINGA | LABOR ROOM | MONITOR | MULTIPARA MONITOR | CRITICAL | Others | m302 | 0 | 65000 |  |  |  | UNDER BMC |  |  | WORKING | WORKING | 08-07-2022 | AOVPB002 - JATINDER SINGH | 08-07-2022 | AOVPB017 - Vikas Tomer | 07-07-2022 | active |  |  |  | working condition
4110020022 | KAPURTHALA | CHC | CHC FATTU DHINGA | EMERGENCY RECOVERY | MONITOR | MULTIPARA MONITOR | CRITICAL | Others | m302 | 0 | 65000 |  |  |  | UNDER BMC |  |  | WORKING | WORKING | 08-07-2022 | AOVPB002 - JATINDER SINGH | 08-07-2022 | AOVPB017 - Vikas Tomer | 07-07-2022 | active |  |  |  | working condition
4110030020 | KAPURTHALA | CHC | CHC KALA SANGHIAN | DENTAL | STERILIZER | AUTOCLAVE-SMALL VERTICAL | NON CRITICAL | Others | n/a | 0 | 10000 |  |  |  | UNDER BMC |  |  | WORKING | WORKING | 08-07-2022 | AOVPB002 - JATINDER SINGH | 08-07-2022 | AOVPB017 - Vikas Tomer | 06-07-2022 | active |  |  |  | working condition
4110010009 | KAPURTHALA | CHC | CHC BEGOWAL | DENTAL | STERILIZER | AUTOCLAVE (FLASH AUTOCLAVE) | NON CRITICAL | APOZA ENTERPRISE CO.LTD. | na | 0 | 126000 |  |  |  | UNDER BMC |  |  | WORKING | WORKING | 08-07-2022 | AOVPB007 - GURPREET SINGH | 08-07-2022 | AOVPB017 - Vikas Tomer | 07-07-2022 | active
4110020011 | KAPURTHALA | CHC | CHC FATTU DHINGA | DENTAL | STERILIZER | AUTOCLAVE (FLASH AUTOCLAVE) | NON CRITICAL | APOZA ENTERPRISE CO.LTD. | new autoclave house | 0 | 126000 |  |  |  | UNDER BMC |  |  | WORKING | WORKING | 08-07-2022 | AOVPB002 - JATINDER SINGH | 08-07-2022 | AOVPB017 - Vikas Tomer | 07-07-2022 | active |  |  |  | working condition
4110010023 | KAPURTHALA | CHC | CHC BEGOWAL | LABOR ROOM | STERILIZER | AUTOCLAVE-SMALL VERTICAL | NON CRITICAL | Others | NA | 0 | 10000 |  |  |  | UNDER BMC |  |  | WORKING | WORKING | 08-07-2022 | AOVPB007 - GURPREET SINGH | 08-07-2022 | AOVPB017 - Vikas Tomer | 07-07-2022 | active
4110020019 | KAPURTHALA | CHC | CHC FATTU DHINGA | LABOR ROOM | STERILIZER | AUTOCLAVE-VERTICAL | NON CRITICAL | REICO | NA | 0 | 72269 |  |  |  | UNDER BMC |  |  | WORKING | WORKING | 08-07-2022 | AOVPB002 - JATINDER SINGH | 08-07-2022 | AOVPB017 - Vikas Tomer | 07-07-2022 | active |  |  |  | working condition
4110010026 | KAPURTHALA | CHC | CHC BEGOWAL | MAIN OT | STERILIZER | AUTOCLAVE-VERTICAL | NON CRITICAL | REICO | NA | 0 | 72269 |  |  |  | UNDER BMC |  |  | TO BE CONDEMNED | TO BE CONDEMNED | 08-07-2022 | AOVPB007 - GURPREET SINGH | 08-07-2022 | AOVPB017 - Vikas Tomer | 07-07-2022 | Inactive
4110010027 | KAPURTHALA | CHC | CHC BEGOWAL | MAIN OT | STERILIZER | AUTOCLAVE-VERTICAL | NON CRITICAL | REICO | NA | 0 | 72269 |  |  |  | UNDER BMC |  |  | TO BE CONDEMNED | TO BE CONDEMNED | 08-07-2022 | AOVPB007 - GURPREET SINGH | 08-07-2022 | AOVPB017 - Vikas Tomer | 07-07-2022 | Inactive
4110010028 | KAPURTHALA | CHC | CHC BEGOWAL | MAIN OT | STERILIZER | AUTOCLAVE-SMALL VERTICAL | NON CRITICAL | Others | na | 0 | 10000 |  |  |  | UNDER BMC |  |  | WORKING | WORKING | 08-07-2022 | AOVPB007 - GURPREET SINGH | 08-07-2022 | AOVPB017 - Vikas Tomer | 07-07-2022 | active
4110010040 | KAPURTHALA | CHC | CHC BEGOWAL | MAIN OT | WARMER | RADIANT BABY WARMER | CRITICAL | PHOENIX MEDICAL SYSTEM(P) LTD. | nws 101 | 0 | 69636 |  |  |  | UNDER BMC |  |  | WORKING | WORKING | 07-07-2022 | AOVPB007 - GURPREET SINGH | 07-07-2022 | AOVPB017 - Vikas Tomer | 07-07-2022 | active
4110010042 | KAPURTHALA | CHC | CHC BEGOWAL | MAIN OT | WARMER | RADIANT BABY WARMER | CRITICAL | PHOENIX MEDICAL SYSTEM(P) LTD. | ocw 100 | 0 | 69636 |  |  |  | UNDER BMC |  |  | WORKING | WORKING | 07-07-2022 | AOVPB007 - GURPREET SINGH | 07-07-2022 | AOVPB017 - Vikas Tomer | 07-07-2022 | active
4110010017 | KAPURTHALA | CHC | CHC BEGOWAL | LABOR ROOM | WARMER | RADIANT BABY WARMER | CRITICAL | PHOENIX MEDICAL SYSTEM(P) LTD. | ocw 100 | 0 | 69636 |  |  |  | UNDER BMC |  |  | WORKING | WORKING | 07-07-2022 | AOVPB007 - GURPREET SINGH | 07-07-2022 | AOVPB017 - Vikas Tomer | 07-07-2022 | active
4110020014 | KAPURTHALA | CHC | CHC FATTU DHINGA | LABOR ROOM | WARMER | RADIANT BABY WARMER | CRITICAL | PHOENIX MEDICAL SYSTEM(P) LTD. | ocw 100 | 0 | 69636 |  |  |  | UNDER BMC |  |  | WORKING | WORKING | 07-07-2022 | AOVPB002 - JATINDER SINGH | 07-07-2022 | AOVPB017 - Vikas Tomer | 07-07-2022 | active |  |  |  | working condition
4110010030 | KAPURTHALA | CHC | CHC BEGOWAL | MAIN OT | VENTILATOR | BOYLES APPARATUS | NON CRITICAL | Others | na | 0 | 60000 |  |  |  | UNDER BMC |  |  | WORKING | WORKING | 07-07-2022 | AOVPB007 - GURPREET SINGH | 07-07-2022 | AOVPB017 - Vikas Tomer | 07-07-2022 | active
3110100012 | KAPURTHALA | SDH | SDH PHAGWARA | MAIN OT | WARMER | RADIANT BABY WARMER | CRITICAL | PHOENIX MEDICAL SYSTEM(P) LTD. | NWS-101 | 0 | 69636 |  |  |  | UNDER BMC |  |  | WORKING | WORKING | 07-07-2022 | AOVPB006 - HARPREET SINGH | 07-07-2022 | AOVPB017 - Vikas Tomer | 21-06-2022 | active
3110100049 | KAPURTHALA | SDH | SDH PHAGWARA | LABOR ROOM | WARMER | RADIANT BABY WARMER | CRITICAL | PHOENIX MEDICAL SYSTEM(P) LTD. | NWS-101 | 0 | 69636 |  |  |  | UNDER BMC |  |  | WORKING | WORKING | 07-07-2022 | AOVPB006 - HARPREET SINGH | 07-07-2022 | AOVPB017 - Vikas Tomer | 21-06-2022 | active
3110100059 | KAPURTHALA | SDH | SDH PHAGWARA | LABOR ROOM | WARMER | RADIANT BABY WARMER | CRITICAL | PHOENIX MEDICAL SYSTEM(P) LTD. | ocw100 | 0 | 69636 |  |  |  | UNDER BMC |  |  | WORKING | WORKING | 07-07-2022 | AOVPB006 - HARPREET SINGH | 07-07-2022 | AOVPB017 - Vikas Tomer | 21-06-2022 | active
3110100092 | KAPURTHALA | SDH | SDH PHAGWARA | EMERGENCY | WARMER | RADIANT BABY WARMER | CRITICAL | PHOENIX MEDICAL SYSTEM(P) LTD. | nws-101 | 0 | 69636 |  |  |  | UNDER BMC |  |  | WORKING | WORKING | 07-07-2022 | AOVPB006 - HARPREET SINGH | 07-07-2022 | AOVPB017 - Vikas Tomer | 21-06-2022 | active |  |  | BAROCDE UPDATED
4110040037 | KAPURTHALA | CHC | CHC PANCHHAT | LABOR ROOM | WARMER | RADIANT BABY WARMER | CRITICAL | PHOENIX MEDICAL SYSTEM(P) LTD. | NWS101 | 0 | 69636 |  |  |  | UNDER BMC |  |  | WORKING | WORKING | 06-07-2022 | AOVPB005 - PAPPU KUMAR | 06-07-2022 | AOVPB017 - Vikas Tomer | 24-06-2022 | active |  |  |  | working condition
4110040044 | KAPURTHALA | CHC | CHC PANCHHAT | LABOR ROOM | WARMER | RADIANT BABY WARMER | CRITICAL | S.S TECHNOMED PVT LTD. | na | 0 | 60000 |  |  |  | UNDER BMC |  |  | WORKING | WORKING | 06-07-2022 | AOVPB005 - PAPPU KUMAR | 06-07-2022 | AOVPB017 - Vikas Tomer | 24-06-2022 | active |  |  |  | not in working condition
3110100131 | KAPURTHALA | SDH | SDH PHAGWARA | NICU | WARMER | RADIANT BABY WARMER | CRITICAL | PHOENIX MEDICAL SYSTEM(P) LTD. | NWS101 | 0 | 69636 |  |  |  | UNDER BMC |  |  | WORKING | WORKING | 06-07-2022 | AOVPB005 - PAPPU KUMAR | 06-07-2022 | AOVPB017 - Vikas Tomer | 27-06-2022 | active |  |  |  | working condition
3110100132 | KAPURTHALA | SDH | SDH PHAGWARA | NICU | WARMER | RADIANT BABY WARMER | CRITICAL | PHOENIX MEDICAL SYSTEM(P) LTD. | NWS101 | 0 | 69636 |  |  |  | UNDER BMC |  |  | WORKING | WORKING | 06-07-2022 | AOVPB005 - PAPPU KUMAR | 06-07-2022 | AOVPB017 - Vikas Tomer | 27-06-2022 | active |  |  |  | working condition
3110100133 | KAPURTHALA | SDH | SDH PHAGWARA | NICU | WARMER | RADIANT BABY WARMER | CRITICAL | PHOENIX MEDICAL SYSTEM(P) LTD. | NWS101 | 0 | 69636 |  |  |  | UNDER BMC |  |  | WORKING | WORKING | 06-07-2022 | AOVPB005 - PAPPU KUMAR | 06-07-2022 | AOVPB017 - Vikas Tomer | 27-06-2022 | active |  |  |  | working condition
3110090037 | KAPURTHALA | SDH | SDH BHOLATH | MAIN OT | WARMER | RADIANT BABY WARMER | CRITICAL | PHOENIX MEDICAL SYSTEM(P) LTD. | NA | 0 | 69636 |  |  |  | UNDER BMC |  |  | WORKING | WORKING | 06-07-2022 | AOVPB021 - BALJINDER | 06-07-2022 | AOVPB017 - Vikas Tomer | 01-07-2022 | active
3110090052 | KAPURTHALA | SDH | SDH BHOLATH | LABOR ROOM | WARMER | RADIANT BABY WARMER | CRITICAL | PHOENIX MEDICAL SYSTEM(P) LTD. | NA | 0 | 69636 |  |  |  | UNDER BMC |  |  | WORKING | WORKING | 06-07-2022 | AOVPB021 - BALJINDER | 06-07-2022 | AOVPB017 - Vikas Tomer | 01-07-2022 | active
3110090053 | KAPURTHALA | SDH | SDH BHOLATH | LABOR ROOM | WARMER | RADIANT BABY WARMER | CRITICAL | PHOENIX MEDICAL SYSTEM(P) LTD. | nws101 | 0 | 69636 |  |  |  | UNDER BMC |  |  | WORKING | WORKING | 06-07-2022 | AOVPB021 - BALJINDER | 06-07-2022 | AOVPB017 - Vikas Tomer | 01-07-2022 | active
3110090080 | KAPURTHALA | SDH | SDH BHOLATH | MAIN OT | WARMER | RADIANT BABY WARMER | CRITICAL | PHOENIX MEDICAL SYSTEM(P) LTD. | ocw 100 | 0 | 69636 |  |  |  | UNDER BMC |  |  | WORKING | WORKING | 06-07-2022 | AOVPB021 - BALJINDER | 06-07-2022 | AOVPB017 - Vikas Tomer | 01-07-2022 | active
3110110032 | KAPURTHALA | SDH | SDH SULTANPUR LODHI | MAIN OT | WARMER | RADIANT BABY WARMER | CRITICAL | PHOENIX MEDICAL SYSTEM(P) LTD. | OCW100 | 0 | 69636 |  |  |  | UNDER BMC |  |  | WORKING | WORKING | 06-07-2022 | AOVPB005 - PAPPU KUMAR | 06-07-2022 | AOVPB017 - Vikas Tomer | 02-07-2022 | active |  |  |  | working condition
3110110071 | KAPURTHALA | SDH | SDH SULTANPUR LODHI | LABOR ROOM | WARMER | RADIANT BABY WARMER | CRITICAL | PHOENIX MEDICAL SYSTEM(P) LTD. | OCW100 | 0 | 69636 |  |  |  | UNDER BMC |  |  | WORKING | WORKING | 06-07-2022 | AOVPB005 - PAPPU KUMAR | 06-07-2022 | AOVPB017 - Vikas Tomer | 02-07-2022 | active |  |  |  | working condition
4110050001 | KAPURTHALA | CHC | CHC TIBBA | MAIN OT | WARMER | RADIANT BABY WARMER | CRITICAL | BIRD MEDITECH | n/a | 0 | 60000 |  |  |  | UNDER BMC |  |  | WORKING | WORKING | 06-07-2022 | AOVPB002 - JATINDER SINGH | 06-07-2022 | AOVPB017 - Vikas Tomer | 05-07-2022 | active |  |  |  | working condition
3110110074 | KAPURTHALA | SDH | SDH SULTANPUR LODHI | MAIN OT | WARMER | RADIANT BABY WARMER | CRITICAL | PHOENIX MEDICAL SYSTEM(P) LTD. | OCW100 | 0 | 69636 |  |  |  | UNDER BMC |  |  | WORKING | WORKING | 06-07-2022 | AOVPB005 - PAPPU KUMAR | 06-07-2022 | AOVPB017 - Vikas Tomer | 05-07-2022 | active |  |  |  | working condition
4110050007 | KAPURTHALA | CHC | CHC TIBBA | LABOR ROOM | WARMER | RADIANT BABY WARMER | CRITICAL | PHOENIX MEDICAL SYSTEM(P) LTD. | nws 101 | 0 | 69636 |  |  |  | UNDER BMC |  |  | WORKING | WORKING | 06-07-2022 | AOVPB002 - JATINDER SINGH | 06-07-2022 | AOVPB017 - Vikas Tomer | 05-07-2022 | active |  |  |  | working condition
3110110104 | KAPURTHALA | SDH | SDH SULTANPUR LODHI | LABOR ROOM | WARMER | RADIANT BABY WARMER | CRITICAL | PHOENIX MEDICAL SYSTEM(P) LTD. | NSW101 | 0 | 69636 |  |  |  | UNDER BMC |  |  | WORKING | WORKING | 06-07-2022 | AOVPB005 - PAPPU KUMAR | 06-07-2022 | AOVPB017 - Vikas Tomer | 05-07-2022 | active |  |  |  | working condition
3110110105 | KAPURTHALA | SDH | SDH SULTANPUR LODHI | LABOR ROOM | WARMER | RADIANT BABY WARMER | CRITICAL | PHOENIX MEDICAL SYSTEM(P) LTD. | NSW101 | 0 | 69636 |  |  |  | UNDER BMC |  |  | WORKING | WORKING | 06-07-2022 | AOVPB005 - PAPPU KUMAR | 06-07-2022 | AOVPB017 - Vikas Tomer | 05-07-2022 | active |  |  |  | working condition
3110110106 | KAPURTHALA | SDH | SDH SULTANPUR LODHI | LABOR ROOM | WARMER | RADIANT BABY WARMER | CRITICAL | PHOENIX MEDICAL SYSTEM(P) LTD. | NSW101 | 0 | 69636 |  |  |  | UNDER BMC |  |  | WORKING | WORKING | 06-07-2022 | AOVPB005 - PAPPU KUMAR | 06-07-2022 | AOVPB017 - Vikas Tomer | 05-07-2022 | active |  |  |  | working condition
4110030022 | KAPURTHALA | CHC | CHC KALA SANGHIAN | LABOR ROOM | WARMER | RADIANT BABY WARMER | CRITICAL | PHOENIX MEDICAL SYSTEM(P) LTD. | nws-101 | 0 | 69636 |  |  |  | UNDER BMC |  |  | WORKING | WORKING | 06-07-2022 | AOVPB002 - JATINDER SINGH | 06-07-2022 | AOVPB017 - Vikas Tomer | 06-07-2022 | active |  |  |  | working condition
3110100135 | KAPURTHALA | SDH | SDH PHAGWARA | NICU | PHOTOTHERAPY | PHOTOTHERAPY UNIT (SINGLE SURFACE) | CRITICAL | PHOENIX MEDICAL SYSTEM(P) LTD. | CFL101 | 0 | 67950 |  |  |  | UNDER BMC |  |  | WORKING | WORKING | 06-07-2022 | AOVPB005 - PAPPU KUMAR | 06-07-2022 | AOVPB017 - Vikas Tomer | 27-06-2022 | active |  |  |  | working condition
3110100136 | KAPURTHALA | SDH | SDH PHAGWARA | NICU | PHOTOTHERAPY | PHOTOTHERAPY UNIT (SINGLE SURFACE) | CRITICAL | PHOENIX MEDICAL SYSTEM(P) LTD. | CFL101 | 0 | 67950 |  |  |  | UNDER BMC |  |  | WORKING | WORKING | 06-07-2022 | AOVPB005 - PAPPU KUMAR | 06-07-2022 | AOVPB017 - Vikas Tomer | 27-06-2022 | active |  |  |  | working condition
3110100138 | KAPURTHALA | SDH | SDH PHAGWARA | NICU | PHOTOTHERAPY | PHOTOTHERAPY UNIT (SINGLE SURFACE) | CRITICAL | LOCAL | na | 0 | 35000 |  |  |  | UNDER BMC |  |  | WORKING | WORKING | 06-07-2022 | AOVPB005 - PAPPU KUMAR | 06-07-2022 | AOVPB017 - Vikas Tomer | 27-06-2022 | active |  |  |  | working condition
3110110107 | KAPURTHALA | SDH | SDH SULTANPUR LODHI | LABOR ROOM | PHOTOTHERAPY | PHOTOTHERAPY UNIT (SINGLE SURFACE) | CRITICAL | PHOENIX MEDICAL SYSTEM(P) LTD. | brilliance pro | 0 | 67950 |  |  |  | UNDER BMC |  |  | WORKING | WORKING | 06-07-2022 | AOVPB005 - PAPPU KUMAR | 06-07-2022 | AOVPB017 - Vikas Tomer | 05-07-2022 | active |  |  |  | working condition
3110110108 | KAPURTHALA | SDH | SDH SULTANPUR LODHI | LABOR ROOM | PHOTOTHERAPY | PHOTOTHERAPY UNIT (SINGLE SURFACE) | CRITICAL | PHOENIX MEDICAL SYSTEM(P) LTD. | brilliance pro | 0 | 67950 |  |  |  | UNDER BMC |  |  | WORKING | WORKING | 06-07-2022 | AOVPB005 - PAPPU KUMAR | 06-07-2022 | AOVPB017 - Vikas Tomer | 05-07-2022 | active |  |  |  | working condition
4110030032 | KAPURTHALA | CHC | CHC KALA SANGHIAN | LABOR ROOM | STERILIZER | AUTOCLAVE-SMALL VERTICAL | NON CRITICAL | Others | NA | 0 | 10000 |  |  |  | UNDER BMC |  |  | WORKING | WORKING | 06-07-2022 | AOVPB002 - JATINDER SINGH | 06-07-2022 | AOVPB017 - Vikas Tomer | 06-07-2022 | active |  |  |  | working condition
3110110078 | KAPURTHALA | SDH | SDH SULTANPUR LODHI | MAIN OT | ASPIRATOR | SUCTION MACHINE | NON CRITICAL | ANAND SURGICAL | SurgiVac | 0 | 39732 |  |  |  | UNDER BMC |  |  | WORKING | WORKING | 06-07-2022 | AOVPB005 - PAPPU KUMAR | 06-07-2022 | AOVPB017 - Vikas Tomer | 05-07-2022 | active |  |  |  | not in working condition
3110110079 | KAPURTHALA | SDH | SDH SULTANPUR LODHI | MAIN OT | ASPIRATOR | SUCTION MACHINE | NON CRITICAL | ANAND SURGICAL | SurgiVac | 0 | 39732 |  |  |  | UNDER BMC |  |  | WORKING | WORKING | 06-07-2022 | AOVPB005 - PAPPU KUMAR | 06-07-2022 | AOVPB017 - Vikas Tomer | 05-07-2022 | active |  |  |  | not in working condition
4110050024 | KAPURTHALA | CHC | CHC TIBBA | EMERGENCY OT | ASPIRATOR | SUCTION MACHINE | NON CRITICAL | GULATI INDUSTRIES | n/a | 0 | 10000 |  |  |  | UNDER BMC |  |  | WORKING | WORKING | 06-07-2022 | AOVPB002 - JATINDER SINGH | 06-07-2022 | AOVPB017 - Vikas Tomer | 05-07-2022 | active |  |  |  | working condition
3110110098 | KAPURTHALA | SDH | SDH SULTANPUR LODHI | LABOR ROOM | ASPIRATOR | SUCTION MACHINE | NON CRITICAL | SURGICAL DEVICE HUB | surgihub | 0 | 10000 |  |  |  | UNDER BMC |  |  | WORKING | WORKING | 06-07-2022 | AOVPB005 - PAPPU KUMAR | 06-07-2022 | AOVPB017 - Vikas Tomer | 05-07-2022 | active |  |  |  | working condition
3110110099 | KAPURTHALA | SDH | SDH SULTANPUR LODHI | LABOR ROOM | ASPIRATOR | SUCTION MACHINE | NON CRITICAL | SURGICAL DEVICE HUB | surgihub | 0 | 10000 |  |  |  | UNDER BMC |  |  | WORKING | WORKING | 06-07-2022 | AOVPB005 - PAPPU KUMAR | 06-07-2022 | AOVPB017 - Vikas Tomer | 05-07-2022 | active |  |  |  | working condition
3110110109 | KAPURTHALA | SDH | SDH SULTANPUR LODHI | LABOR ROOM | ASPIRATOR | SUCTION MACHINE | NON CRITICAL | SURGICAL DEVICE HUB | Surgihub | 0 | 10000 |  |  |  | UNDER BMC |  |  | WORKING | WORKING | 06-07-2022 | AOVPB005 - PAPPU KUMAR | 06-07-2022 | AOVPB017 - Vikas Tomer | 05-07-2022 | active |  |  |  | working condition
4110030006 | KAPURTHALA | CHC | CHC KALA SANGHIAN | ISOLATION | ASPIRATOR | SUCTION MACHINE | NON CRITICAL | Others | n/a | 0 | 10000 |  |  |  | UNDER BMC |  |  | WORKING | WORKING | 06-07-2022 | AOVPB002 - JATINDER SINGH | 06-07-2022 | AOVPB017 - Vikas Tomer | 06-07-2022 | active |  |  |  | working condition
4110030007 | KAPURTHALA | CHC | CHC KALA SANGHIAN | ISOLATION | ASPIRATOR | SUCTION MACHINE | NON CRITICAL | Others | n/a | 0 | 10000 |  |  |  | UNDER BMC |  |  | WORKING | WORKING | 06-07-2022 | AOVPB002 - JATINDER SINGH | 06-07-2022 | AOVPB017 - Vikas Tomer | 06-07-2022 | active |  |  |  | working condition
4110030023 | KAPURTHALA | CHC | CHC KALA SANGHIAN | LABOR ROOM | ASPIRATOR | SUCTION MACHINE | NON CRITICAL | Others | n/a | 0 | 10000 |  |  |  | UNDER BMC |  |  | WORKING | WORKING | 06-07-2022 | AOVPB002 - JATINDER SINGH | 06-07-2022 | AOVPB017 - Vikas Tomer | 06-07-2022 | active |  |  |  | working condition
4110030017 | KAPURTHALA | CHC | CHC KALA SANGHIAN | EMERGENCY RECOVERY | ASPIRATOR | SUCTION MACHINE | NON CRITICAL | Others | n/a | 0 | 10000 |  |  |  | UNDER BMC |  |  | WORKING | WORKING | 06-07-2022 | AOVPB002 - JATINDER SINGH | 06-07-2022 | AOVPB017 - Vikas Tomer | 06-07-2022 | active |  |  |  | working condition
3110110077 | KAPURTHALA | SDH | SDH SULTANPUR LODHI | MAIN OT | STERILIZER | AUTOCLAVE-VERTICAL | NON CRITICAL | REICO | NA | 0 | 72269 |  |  |  | UNDER BMC |  |  | WORKING | WORKING | 06-07-2022 | AOVPB005 - PAPPU KUMAR | 06-07-2022 | AOVPB017 - Vikas Tomer | 05-07-2022 | active |  |  |  | working condition
4110050010 | KAPURTHALA | CHC | CHC TIBBA | LABOR ROOM | STERILIZER | AUTOCLAVE-SMALL VERTICAL | NON CRITICAL | Others | NA | 0 | 10000 |  |  |  | UNDER BMC |  |  | WORKING | WORKING | 06-07-2022 | AOVPB002 - JATINDER SINGH | 06-07-2022 | AOVPB017 - Vikas Tomer | 05-07-2022 | active |  |  |  | working condition
3110110080 | KAPURTHALA | SDH | SDH SULTANPUR LODHI | MAIN OT | STERILIZER | AUTOCLAVE-VERTICAL | NON CRITICAL | REICO | na | 0 | 72269 |  |  |  | UNDER BMC |  |  | WORKING | WORKING | 06-07-2022 | AOVPB005 - PAPPU KUMAR | 06-07-2022 | AOVPB017 - Vikas Tomer | 05-07-2022 | active |  |  |  | working condition
3110110081 | KAPURTHALA | SDH | SDH SULTANPUR LODHI | MAIN OT | STERILIZER | AUTOCLAVE-HORIZONTAL | NON CRITICAL | SURGICAL DEVICE HUB | na | 0 | 350000 |  |  |  | UNDER BMC |  |  | WORKING | WORKING | 06-07-2022 | AOVPB005 - PAPPU KUMAR | 06-07-2022 | AOVPB017 - Vikas Tomer | 05-07-2022 | active |  |  |  | not in working condition
3110110110 | KAPURTHALA | SDH | SDH SULTANPUR LODHI | LABOR ROOM | STERILIZER | ELECTRICAL STERILIZER | NON CRITICAL | ZOHRA SURGICAL ENTERPRISES | Max life | 0 | 5000 |  |  |  | UNDER BMC |  |  | WORKING | WORKING | 06-07-2022 | AOVPB005 - PAPPU KUMAR | 06-07-2022 | AOVPB017 - Vikas Tomer | 05-07-2022 | active |  |  |  | working condition
3110110111 | KAPURTHALA | SDH | SDH SULTANPUR LODHI | LABORATORY | LABORATORY | LAB INCUBATOR | NON CRITICAL | OTHERS | NA | 0 | 48000 |  |  |  | UNDER BMC |  |  | WORKING | WORKING | 06-07-2022 | AOVPB005 - PAPPU KUMAR | 06-07-2022 | AOVPB017 - Vikas Tomer | 05-07-2022 | active |  |  |  | working condition
3110110112 | KAPURTHALA | SDH | SDH SULTANPUR LODHI | LABOR ROOM | OTHERS | OXYGEN CONCENTRATOR | NON CRITICAL | YUWELL | 8F-5A | 0 | 38047 |  |  |  | UNDER BMC |  |  | WORKING | WORKING | 06-07-2022 | AOVPB005 - PAPPU KUMAR | 06-07-2022 | AOVPB017 - Vikas Tomer | 05-07-2022 | active |  |  |  | working condition
3110110113 | KAPURTHALA | SDH | SDH SULTANPUR LODHI | ICTC | LABORATORY | ROTAR/SHAKER (VDRL) | NON CRITICAL | LABOTECH | BDI-145 | 0 | 15000 |  |  |  | UNDER BMC |  |  | WORKING | WORKING | 06-07-2022 | AOVPB005 - PAPPU KUMAR | 06-07-2022 | AOVPB017 - Vikas Tomer | 05-07-2022 | active |  |  |  | working condition
2110060058 | KAPURTHALA | DH | DH KAPURTHALA | OT(GYN & OBS) | ASPIRATOR | SUCTION MACHINE | NON CRITICAL | GULATI INDUSTRIES | NA | 0 | 10000 |  | 09-03-2017 |  | UNDER BMC |  |  | WORKING | WORKING | 03-07-2022 | AOVPB005 - PAPPU KUMAR | 03-07-2022 | AOVPB017 - Vikas Tomer | 09-06-2022 | active |  |  |  | working condition
2110060124 | KAPURTHALA | DH | DH KAPURTHALA | EMERGENCY | ASPIRATOR | SUCTION MACHINE | NON CRITICAL | LOCAL | NA | 0 | 10000 |  | 25-11-2017 |  | UNDER BMC |  |  | WORKING | WORKING | 03-07-2022 | AOVPB005 - PAPPU KUMAR | 03-07-2022 | AOVPB017 - Vikas Tomer | 11-06-2022 | active |  |  |  | working condotion
3110100003 | KAPURTHALA | SDH | SDH PHAGWARA | MAIN OT | ASPIRATOR | SUCTION MACHINE | NON CRITICAL | ANAND SURGICAL | SURGI-VAC | 0 | 39732 |  |  |  | UNDER BMC |  |  | WORKING | WORKING | 03-07-2022 | AOVPB006 - HARPREET SINGH | 03-07-2022 | AOVPB017 - Vikas Tomer | 21-06-2022 | active
3110100004 | KAPURTHALA | SDH | SDH PHAGWARA | MAIN OT | ASPIRATOR | SUCTION MACHINE | NON CRITICAL | ANAND SURGICAL | SURGI-VAC | 0 | 39732 |  |  |  | UNDER BMC |  |  | WORKING | WORKING | 03-07-2022 | AOVPB006 - HARPREET SINGH | 03-07-2022 | AOVPB017 - Vikas Tomer | 21-06-2022 | active
3110100020 | KAPURTHALA | SDH | SDH PHAGWARA | MAIN OT | ASPIRATOR | SUCTION MACHINE | NON CRITICAL | SURGIX | NA | 0 | 10000 |  |  |  | UNDER BMC |  |  | WORKING | WORKING | 03-07-2022 | AOVPB006 - HARPREET SINGH | 03-07-2022 | AOVPB017 - Vikas Tomer | 21-06-2022 | active
3110100050 | KAPURTHALA | SDH | SDH PHAGWARA | LABOR ROOM | ASPIRATOR | SUCTION MACHINE | NON CRITICAL | OTHERS | NA | 0 | 10000 |  |  |  | UNDER BMC |  |  | WORKING | WORKING | 03-07-2022 | AOVPB006 - HARPREET SINGH | 03-07-2022 | AOVPB017 - Vikas Tomer | 21-06-2022 | active
3110100093 | KAPURTHALA | SDH | SDH PHAGWARA | EMERGENCY | ASPIRATOR | SUCTION MACHINE | NON CRITICAL | WONDER | NA | 0 | 10000 |  |  |  | UNDER BMC |  |  | WORKING | WORKING | 03-07-2022 | AOVPB005 - PAPPU KUMAR | 03-07-2022 | AOVPB017 - Vikas Tomer | 21-06-2022 | active |  |  |  | working condition
3110100095 | KAPURTHALA | SDH | SDH PHAGWARA | EMERGENCY | ASPIRATOR | SUCTION MACHINE | NON CRITICAL | LOCAL | NA | 0 | 10000 |  |  |  | UNDER BMC |  |  | WORKING | WORKING | 03-07-2022 | AOVPB005 - PAPPU KUMAR | 03-07-2022 | AOVPB017 - Vikas Tomer | 21-06-2022 | active |  |  |  | working condition
3110100094 | KAPURTHALA | SDH | SDH PHAGWARA | EMERGENCY | ASPIRATOR | SUCTION MACHINE | NON CRITICAL | OLEX | wm-7e | 0 | 10000 |  |  |  | UNDER BMC |  |  | WORKING | WORKING | 03-07-2022 | AOVPB006 - HARPREET SINGH | 03-07-2022 | AOVPB017 - Vikas Tomer | 21-06-2022 | active
3110100096 | KAPURTHALA | SDH | SDH PHAGWARA | EMERGENCY | ASPIRATOR | SUCTION MACHINE | NON CRITICAL | GULATI INDUSTRIES | NA | 0 | 10000 |  |  |  | UNDER BMC |  |  | WORKING | WORKING | 03-07-2022 | AOVPB005 - PAPPU KUMAR | 03-07-2022 | AOVPB017 - Vikas Tomer | 21-06-2022 | active |  |  |  | working condition
3110100097 | KAPURTHALA | SDH | SDH PHAGWARA | EMERGENCY | OTHERS | OXYGEN CONCENTRATOR | NON CRITICAL | Others | qjzy10la | 0 | 36000 |  |  |  | UNDER BMC |  |  | WORKING | WORKING | 03-07-2022 | AOVPB006 - HARPREET SINGH | 03-07-2022 | AOVPB017 - Vikas Tomer | 21-06-2022 | active
4110040025 | KAPURTHALA | CHC | CHC PANCHHAT | EMERGENCY | ASPIRATOR | SUCTION MACHINE | NON CRITICAL | YORCO SCIENTIFIC | NA | 0 | 10000 |  |  |  | UNDER BMC |  |  | WORKING | WORKING | 03-07-2022 | AOVPB005 - PAPPU KUMAR | 03-07-2022 | AOVPB017 - Vikas Tomer | 24-06-2022 | active |  |  |  | working condition
4110040045 | KAPURTHALA | CHC | CHC PANCHHAT | LABOR ROOM | ASPIRATOR | SUCTION MACHINE | NON CRITICAL | ALFA SURGICAL | na | 0 | 10000 |  |  |  | UNDER BMC |  |  | WORKING | WORKING | 03-07-2022 | AOVPB005 - PAPPU KUMAR | 03-07-2022 | AOVPB017 - Vikas Tomer | 24-06-2022 | active |  |  |  | working condition
3110100105 | KAPURTHALA | SDH | SDH PHAGWARA | MAIN OT | ASPIRATOR | SUCTION MACHINE | NON CRITICAL | ANAND SURGICAL | Surgi-Vac | 0 | 39732 |  |  |  | UNDER BMC |  |  | WORKING | WORKING | 03-07-2022 | AOVPB005 - PAPPU KUMAR | 03-07-2022 | AOVPB017 - Vikas Tomer | 27-06-2022 | active |  |  |  | working condition
3110100129 | KAPURTHALA | SDH | SDH PHAGWARA | DIALYSIS | ASPIRATOR | SUCTION MACHINE | NON CRITICAL | ZOHRA SURGICAL ENTERPRISES | Maxlife | 0 | 10000 |  |  |  | UNDER BMC |  |  | WORKING | WORKING | 03-07-2022 | AOVPB005 - PAPPU KUMAR | 03-07-2022 | AOVPB017 - Vikas Tomer | 27-06-2022 | active |  |  |  | working condition
3110090015 | KAPURTHALA | SDH | SDH BHOLATH | DENTAL | ASPIRATOR | SUCTION MACHINE | NON CRITICAL | Others | na | 0 | 10000 |  |  |  | UNDER BMC |  |  | WORKING | WORKING | 03-07-2022 | AOVPB021 - BALJINDER | 03-07-2022 | AOVPB017 - Vikas Tomer | 01-07-2022 | active
3110090042 | KAPURTHALA | SDH | SDH BHOLATH | MAIN OT | ASPIRATOR | SUCTION MACHINE | NON CRITICAL | Others | na | 0 | 10000 |  |  |  | UNDER BMC |  |  | WORKING | WORKING | 03-07-2022 | AOVPB021 - BALJINDER | 03-07-2022 | AOVPB017 - Vikas Tomer | 01-07-2022 | active
3110090043 | KAPURTHALA | SDH | SDH BHOLATH | MAIN OT | ASPIRATOR | SUCTION MACHINE | NON CRITICAL | GULATI INDUSTRIES | na | 0 | 10000 |  |  |  | UNDER BMC |  |  | WORKING | WORKING | 03-07-2022 | AOVPB021 - BALJINDER | 03-07-2022 | AOVPB017 - Vikas Tomer | 01-07-2022 | active
3110090055 | KAPURTHALA | SDH | SDH BHOLATH | LABOR ROOM | ASPIRATOR | SUCTION MACHINE | NON CRITICAL | ANAND SURGICAL | hi vac | 0 | 39732 |  |  |  | UNDER BMC |  |  | WORKING | WORKING | 03-07-2022 | AOVPB021 - BALJINDER | 03-07-2022 | AOVPB017 - Vikas Tomer | 01-07-2022 | active
3110090087 | KAPURTHALA | SDH | SDH BHOLATH | EMERGENCY | ASPIRATOR | SUCTION MACHINE | NON CRITICAL | GULATI INDUSTRIES | na | 0 | 10000 |  |  |  | UNDER BMC |  |  | WORKING | WORKING | 03-07-2022 | AOVPB021 - BALJINDER | 03-07-2022 | AOVPB017 - Vikas Tomer | 01-07-2022 | active
3110110029 | KAPURTHALA | SDH | SDH SULTANPUR LODHI | MAIN OT | ASPIRATOR | SUCTION MACHINE | NON CRITICAL | SURGICAL DEVICE HUB | Na | 0 | 10000 |  |  |  | UNDER BMC |  |  | WORKING | WORKING | 03-07-2022 | AOVPB005 - PAPPU KUMAR | 03-07-2022 | AOVPB017 - Vikas Tomer | 02-07-2022 | active |  |  |  | working condition
3110110031 | KAPURTHALA | SDH | SDH SULTANPUR LODHI | MAIN OT | ASPIRATOR | SUCTION MACHINE | NON CRITICAL | GULATI INDUSTRIES | na | 0 | 10000 |  |  |  | UNDER BMC |  |  | WORKING | WORKING | 03-07-2022 | AOVPB005 - PAPPU KUMAR | 03-07-2022 | AOVPB017 - Vikas Tomer | 02-07-2022 | active |  |  |  | working condition
3110110069 | KAPURTHALA | SDH | SDH SULTANPUR LODHI | LABOR ROOM | ASPIRATOR | SUCTION MACHINE | NON CRITICAL | SURGICAL DEVICE HUB | na | 0 | 10000 |  |  |  | UNDER BMC |  |  | WORKING | WORKING | 03-07-2022 | AOVPB005 - PAPPU KUMAR | 03-07-2022 | AOVPB017 - Vikas Tomer | 02-07-2022 | active |  |  |  | working condition
2110060051 | KAPURTHALA | DH | DH KAPURTHALA | OT(GYN & OBS) | STERILIZER | AUTOCLAVE-HORIZONTAL | NON CRITICAL | SURGICOIN | NA | 0 | 250000 |  | 07-06-2012 |  | UNDER BMC |  |  | WORKING | WORKING | 03-07-2022 | AOVPB005 - PAPPU KUMAR | 03-07-2022 | AOVPB017 - Vikas Tomer | 09-06-2022 | active |  |  |  | working condition
2110060116 | KAPURTHALA | DH | DH KAPURTHALA | BLOOD BANK | STERILIZER | AUTOCLAVE-SMALL VERTICAL | NON CRITICAL | LOCAL |  | 0 | 10000 |  | 14-02-2020 |  | UNDER BMC |  |  | WORKING | WORKING | 03-07-2022 | AOVPB005 - PAPPU KUMAR | 03-07-2022 | AOVPB017 - Vikas Tomer | 11-06-2022 | active |  |  |  | working condition
2110060121 | KAPURTHALA | DH | DH KAPURTHALA | EMERGENCY | STERILIZER | AUTOCLAVE-VERTICAL | NON CRITICAL | ESTEEM | NA | 0 | 57750 |  | 25-07-2017 |  | UNDER BMC |  |  | WORKING | WORKING | 03-07-2022 | AOVPB005 - PAPPU KUMAR | 03-07-2022 | AOVPB017 - Vikas Tomer | 11-06-2022 | active |  |  |  | working condotion
2110060144 | KAPURTHALA | DH | DH KAPURTHALA | DENTAL OPD | STERILIZER | AUTOCLAVE (FLASH AUTOCLAVE) | NON CRITICAL | GNATUS | NA | 0 | 156240 |  | 10-03-2014 |  | UNDER BMC |  |  | WORKING | WORKING | 03-07-2022 | AOVPB005 - PAPPU KUMAR | 03-07-2022 | AOVPB017 - Vikas Tomer | 11-06-2022 | active |  |  |  | working condition
3110090059 | KAPURTHALA | SDH | SDH BHOLATH | LABOR ROOM | STERILIZER | AUTOCLAVE-SMALL VERTICAL | NON CRITICAL | Others | NA | 0 | 10000 |  |  |  | UNDER BMC |  |  | WORKING | WORKING | 03-07-2022 | AOVPB021 - BALJINDER | 03-07-2022 | AOVPB017 - Vikas Tomer | 01-07-2022 | active
3110090088 | KAPURTHALA | SDH | SDH BHOLATH | EMERGENCY | STERILIZER | AUTOCLAVE-SMALL VERTICAL | NON CRITICAL | Others | NA | 0 | 10000 |  |  |  | UNDER BMC |  |  | WORKING | WORKING | 03-07-2022 | AOVPB021 - BALJINDER | 03-07-2022 | AOVPB017 - Vikas Tomer | 01-07-2022 | active
3110100110 | KAPURTHALA | SDH | SDH PHAGWARA | DENTAL OPD | STERILIZER | AUTOCLAVE (FLASH AUTOCLAVE) | NON CRITICAL | GNATUS | Aparto | 0 | 156240 |  |  |  | UNDER BMC |  |  | WORKING | WORKING | 02-07-2022 | AOVPB005 - PAPPU KUMAR | 02-07-2022 | AOVPB017 - Vikas Tomer | 27-06-2022 | active |  |  |  | working condition
3110090014 | KAPURTHALA | SDH | SDH BHOLATH | DENTAL | STERILIZER | AUTOCLAVE (FLASH AUTOCLAVE) | NON CRITICAL | GNATUS | NA | 0 | 156240 |  |  |  | UNDER BMC |  |  | WORKING | WORKING | 02-07-2022 | AOVPB021 - BALJINDER | 02-07-2022 | AOVPB017 - Vikas Tomer | 01-07-2022 | active
3110110019 | KAPURTHALA | SDH | SDH SULTANPUR LODHI | MAIN OT | STERILIZER | AUTOCLAVE-HORIZONTAL | NON CRITICAL | SURGICOIN | NA | 0 | 250000 |  |  |  | UNDER BMC |  |  | WORKING | WORKING | 02-07-2022 | AOVPB005 - PAPPU KUMAR | 02-07-2022 | AOVPB017 - Vikas Tomer | 02-07-2022 | active |  |  |  | working condition
3110110020 | KAPURTHALA | SDH | SDH SULTANPUR LODHI | MAIN OT | STERILIZER | AUTOCLAVE-HORIZONTAL | NON CRITICAL | SURGICOIN | NA | 0 | 250000 |  |  |  | UNDER BMC |  |  | WORKING | WORKING | 02-07-2022 | AOVPB005 - PAPPU KUMAR | 02-07-2022 | AOVPB017 - Vikas Tomer | 02-07-2022 | active |  |  |  | working condition
3110110038 | KAPURTHALA | SDH | SDH SULTANPUR LODHI | DENTAL OPD | STERILIZER | AUTOCLAVE (FLASH AUTOCLAVE) | NON CRITICAL | GNATUS | NA | 0 | 156240 |  |  |  | UNDER BMC |  |  | WORKING | WORKING | 02-07-2022 | AOVPB005 - PAPPU KUMAR | 02-07-2022 | AOVPB017 - Vikas Tomer | 02-07-2022 | active |  |  |  | working condition
3110110042 | KAPURTHALA | SDH | SDH SULTANPUR LODHI | MINOR OT | STERILIZER | AUTOCLAVE-VERTICAL | NON CRITICAL | ESTEEM | ESTA-106A | 0 | 57750 |  |  |  | UNDER BMC |  |  | WORKING | WORKING | 02-07-2022 | AOVPB005 - PAPPU KUMAR | 02-07-2022 | AOVPB017 - Vikas Tomer | 02-07-2022 | active |  |  |  | working condition
3110090060 | KAPURTHALA | SDH | SDH BHOLATH | LABOR ROOM | WARMER | RADIANT BABY WARMER | CRITICAL | PHOENIX MEDICAL SYSTEM(P) LTD. | ocw100 | 0 | 69636 |  |  |  | UNDER BMC |  |  | WORKING | WORKING | 01-07-2022 | AOVPB021 - BALJINDER | 01-07-2022 | AOVPB017 - Vikas Tomer | 01-07-2022 | active
3110090061 | KAPURTHALA | SDH | SDH BHOLATH | LABOR ROOM | PHOTOTHERAPY | PHOTOTHERAPY UNIT (SINGLE SURFACE) | CRITICAL | PHOENIX MEDICAL SYSTEM(P) LTD. | cfl 101 | 0 | 67950 |  |  |  | UNDER BMC |  |  | WORKING | WORKING | 01-07-2022 | AOVPB021 - BALJINDER | 01-07-2022 | AOVPB017 - Vikas Tomer | 01-07-2022 | active
3110090062 | KAPURTHALA | SDH | SDH BHOLATH | MAIN OT | PUMP INFUSION | SYRINGE PUMP | NON CRITICAL | SIMTEK MEDICO SYSTEM | infutek | 0 | 19752 |  |  |  | UNDER BMC |  |  | WORKING | WORKING | 01-07-2022 | AOVPB021 - BALJINDER | 01-07-2022 | AOVPB017 - Vikas Tomer | 01-07-2022 | active
3110090063 | KAPURTHALA | SDH | SDH BHOLATH | MAIN OT | PUMP INFUSION | SYRINGE PUMP | NON CRITICAL | SIMTEK MEDICO SYSTEM | infutek | 0 | 19752 |  |  |  | UNDER BMC |  |  | WORKING | WORKING | 01-07-2022 | AOVPB021 - BALJINDER | 01-07-2022 | AOVPB017 - Vikas Tomer | 01-07-2022 | active
3110090064 | KAPURTHALA | SDH | SDH BHOLATH | MAIN OT | PUMP INFUSION | SYRINGE PUMP | NON CRITICAL | SIMTEK MEDICO SYSTEM | infutek | 0 | 19752 |  |  |  | UNDER BMC |  |  | WORKING | WORKING | 01-07-2022 | AOVPB021 - BALJINDER | 01-07-2022 | AOVPB017 - Vikas Tomer | 01-07-2022 | active
3110090065 | KAPURTHALA | SDH | SDH BHOLATH | MAIN OT | PUMP INFUSION | SYRINGE PUMP | NON CRITICAL | SIMTEK MEDICO SYSTEM | infutek | 0 | 19752 |  |  |  | UNDER BMC |  |  | WORKING | WORKING | 01-07-2022 | AOVPB021 - BALJINDER | 01-07-2022 | AOVPB017 - Vikas Tomer | 01-07-2022 | active
3110090071 | KAPURTHALA | SDH | SDH BHOLATH | MAIN OT | SURGICAL | SURGICAL ELECTRIC CAUTERY | CRITICAL | ALAN ELECTRONIC SYSTEM | elsy 360l | 0 | 79420 |  |  |  | UNDER BMC |  |  | WORKING | WORKING | 01-07-2022 | AOVPB021 - BALJINDER | 01-07-2022 | AOVPB017 - Vikas Tomer | 01-07-2022 | active
3110090072 | KAPURTHALA | SDH | SDH BHOLATH | OT (EYE) | MICROSCOPE | MICROSCOPE (OPERATING MICROSCOPE-EYE) | CRITICAL | HS MOLLER-WEDEL INTERNATIONAL | moller corella | 0 | 719816 |  |  |  | UNDER BMC |  |  | WORKING | WORKING | 01-07-2022 | AOVPB021 - BALJINDER | 01-07-2022 | AOVPB017 - Vikas Tomer | 01-07-2022 | active
3110090074 | KAPURTHALA | SDH | SDH BHOLATH | OT (EYE) | TABLE | OPERATION TABLE (HYDRAULIC) | NON CRITICAL | SURGIDENT | XL-777 | 0 | 34335 |  |  |  | UNDER BMC |  |  | WORKING | WORKING | 01-07-2022 | AOVPB021 - BALJINDER | 01-07-2022 | AOVPB017 - Vikas Tomer | 01-07-2022 | active
3110090075 | KAPURTHALA | SDH | SDH BHOLATH | OT (EYE) | TABLE | OPERATION TABLE (ELECTRO-HYDRAULIC) | NON CRITICAL | SURGIDENT | na | 0 | 459375 |  |  |  | UNDER BMC |  |  | WORKING | WORKING | 01-07-2022 | AOVPB021 - BALJINDER | 01-07-2022 | AOVPB017 - Vikas Tomer | 01-07-2022 | active
3110090076 | KAPURTHALA | SDH | SDH BHOLATH | MAIN OT | STERILIZER | AUTOCLAVE-VERTICAL | NON CRITICAL | REICO | NA | 0 | 72269 |  |  |  | UNDER BMC |  |  | WORKING | WORKING | 01-07-2022 | AOVPB021 - BALJINDER | 01-07-2022 | AOVPB017 - Vikas Tomer | 01-07-2022 | active
3110090077 | KAPURTHALA | SDH | SDH BHOLATH | MAIN OT | STERILIZER | AUTOCLAVE-VERTICAL | NON CRITICAL | REICO | na na | 0 | 72269 |  |  |  | UNDER BMC |  |  | WORKING | WORKING | 01-07-2022 | AOVPB021 - BALJINDER | 01-07-2022 | AOVPB017 - Vikas Tomer | 01-07-2022 | active
3110090078 | KAPURTHALA | SDH | SDH BHOLATH | MAIN OT | STERILIZER | AUTOCLAVE-VERTICAL | NON CRITICAL | ESTEEM | LOCAL | 0 | 57750 |  |  |  | UNDER BMC |  |  | WORKING | WORKING | 01-07-2022 | AOVPB021 - BALJINDER | 01-07-2022 | AOVPB017 - Vikas Tomer | 01-07-2022 | active
3110090079 | KAPURTHALA | SDH | SDH BHOLATH | MAIN OT | STERILIZER | AUTOCLAVE-HORIZONTAL | NON CRITICAL | REICO | REICO | 0 | 250000 |  |  |  | UNDER BMC |  |  | WORKING | WORKING | 01-07-2022 | AOVPB021 - BALJINDER | 01-07-2022 | AOVPB017 - Vikas Tomer | 01-07-2022 | active
3110090051 | KAPURTHALA | SDH | SDH BHOLATH | MAIN OT | PUMP INFUSION | SYRINGE PUMP | NON CRITICAL | SIMTEK MEDICO SYSTEM | infutek 405 | 0 | 19752 |  |  |  | UNDER BMC |  |  | WORKING | WORKING | 01-07-2022 | AOVPB021 - BALJINDER | 01-07-2022 | AOVPB017 - Vikas Tomer | 01-07-2022 | active
4110040035 | KAPURTHALA | CHC | CHC PANCHHAT | LABOR ROOM | STERILIZER | AUTOCLAVE-VERTICAL | NON CRITICAL | REICO | NA | 0 | 72269 |  |  |  | UNDER BMC |  |  | TO BE CONDEMNED | TO BE CONDEMNED | 24-06-2022 | AOVPB005 - PAPPU KUMAR | 24-06-2022 | AOVPB017 - Vikas Tomer | 24-06-2022 | Inactive |  |  |  | working condition
4110040036 | KAPURTHALA | CHC | CHC PANCHHAT | LABOR ROOM | STERILIZER | AUTOCLAVE-SMALL VERTICAL | NON CRITICAL | LOCAL | NA | 0 | 10000 |  |  |  | UNDER BMC |  |  | WORKING | WORKING | 24-06-2022 | AOVPB005 - PAPPU KUMAR | 24-06-2022 | AOVPB017 - Vikas Tomer | 24-06-2022 | active |  |  |  | not in working condition
4110040006 | KAPURTHALA | CHC | CHC PANCHHAT | DENTAL OPD | STERILIZER | AUTOCLAVE (FLASH AUTOCLAVE) | NON CRITICAL | APOZA ENTERPRISE CO.LTD. | 4a medical | 0 | 126000 |  |  |  | UNDER BMC |  |  | WORKING | WORKING | 24-06-2022 | AOVPB005 - PAPPU KUMAR | 24-06-2022 | AOVPB017 - Vikas Tomer | 24-06-2022 | active |  |  |  | working condition
3110100001 | KAPURTHALA | SDH | SDH PHAGWARA | MAIN OT | STERILIZER | AUTOCLAVE-VERTICAL | NON CRITICAL | REICO | NA | 0 | 72269 |  |  |  | UNDER BMC |  |  | TO BE CONDEMNED | TO BE CONDEMNED | 23-06-2022 | AOVPB006 - HARPREET SINGH | 23-06-2022 | AOVWB-B100 - SN Sahu | 21-06-2022 | Inactive
3110100002 | KAPURTHALA | SDH | SDH PHAGWARA | MAIN OT | STERILIZER | AUTOCLAVE-VERTICAL | NON CRITICAL | YORCO SCIENTIFIC | NA | 0 | 55000 |  |  |  | UNDER BMC |  |  | WORKING | WORKING | 23-06-2022 | AOVPB006 - HARPREET SINGH | 23-06-2022 | AOVWB-B100 - SN Sahu | 21-06-2022 | active
3110100061 | KAPURTHALA | SDH | SDH PHAGWARA | LABOR ROOM | STERILIZER | AUTOCLAVE-SMALL VERTICAL | NON CRITICAL | Others | NA | 0 | 10000 |  |  |  | UNDER BMC |  |  | WORKING | WORKING | 22-06-2022 | AOVPB006 - HARPREET SINGH | 22-06-2022 | AOVPB017 - Vikas Tomer | 21-06-2022 | active
3110100086 | KAPURTHALA | SDH | SDH PHAGWARA | BLOOD BANK | STERILIZER | AUTOCLAVE-SMALL VERTICAL | NON CRITICAL | Others | NA | 0 | 10000 |  |  |  | UNDER BMC |  |  | WORKING | WORKING | 22-06-2022 | AOVPB006 - HARPREET SINGH | 22-06-2022 | AOVPB017 - Vikas Tomer | 21-06-2022 | active
3110100099 | KAPURTHALA | SDH | SDH PHAGWARA | EMERGENCY | OTHERS | OXYGEN CONCENTRATOR | NON CRITICAL | MEDOXY | JAY-5 | 0 | 30300 |  |  |  | UNDER BMC |  |  | WORKING | WORKING | 21-06-2022 | AOVPB005 - PAPPU KUMAR | 21-06-2022 | AOVPB017 - Vikas Tomer | 21-06-2022 | active |  |  |  | working condition
3110100098 | KAPURTHALA | SDH | SDH PHAGWARA | EMERGENCY | OTHERS | OXYGEN CONCENTRATOR | NON CRITICAL | Others | jay-5 | 0 | 36000 |  |  |  | UNDER BMC |  |  | WORKING | WORKING | 21-06-2022 | AOVPB006 - HARPREET SINGH | 21-06-2022 | AOVPB017 - Vikas Tomer | 21-06-2022 | active
3110100100 | KAPURTHALA | SDH | SDH PHAGWARA | EMERGENCY | MONITOR | MULTIPARA MONITOR | CRITICAL | CONTEC | MX -500 | 0 | 36000 |  |  |  | UNDER BMC |  |  | WORKING | WORKING | 21-06-2022 | AOVPB005 - PAPPU KUMAR | 21-06-2022 | AOVPB017 - Vikas Tomer | 21-06-2022 | active
3110100101 | KAPURTHALA | SDH | SDH PHAGWARA | EMERGENCY | OTHERS | OXYGEN CONCENTRATOR | NON CRITICAL | Others | n/a | 0 | 36000 |  |  |  | UNDER BMC |  |  | WORKING | WORKING | 21-06-2022 | AOVPB006 - HARPREET SINGH | 21-06-2022 | AOVPB017 - Vikas Tomer | 21-06-2022 | active |  |  | BARCODE UPDATED
3110100028 | KAPURTHALA | SDH | SDH PHAGWARA | MAIN OT | TABLE | OPERATION TABLE (HYDRAULIC) | NON CRITICAL | Others | na | 0 | 34335 |  |  |  | UNDER BMC |  |  | WORKING | WORKING | 21-06-2022 | AOVPB006 - HARPREET SINGH | 21-06-2022 | mipl55 - Rahul Dadhwal | 21-06-2022 | active
3110100027 | KAPURTHALA | SDH | SDH PHAGWARA | MAIN OT | SURGICAL | PNEUMATIC DRILL (ORTHO O.T.) | NON CRITICAL | BOSCH | GSR 120-Li | 0 | 100000 |  |  |  | UNDER BMC |  |  | WORKING | WORKING | 21-06-2022 | AOVPB006 - HARPREET SINGH | 21-06-2022 | mipl55 - Rahul Dadhwal | 21-06-2022 | active
2110060059 | KAPURTHALA | DH | DH KAPURTHALA | OT(GYN & OBS) | WARMER | RADIANT BABY WARMER | CRITICAL | PHOENIX MEDICAL SYSTEM(P) LTD. | NWS-101 | 0 | 69636 |  | 09-03-2017 |  | UNDER BMC |  |  | WORKING | WORKING | 16-06-2022 | AOVPB005 - PAPPU KUMAR | 16-06-2022 | AOVPB017 - Vikas Tomer | 09-06-2022 | active |  |  |  | working condition
2110060150 | KAPURTHALA | DH | DH KAPURTHALA | SNCU | WARMER | RADIANT BABY WARMER | CRITICAL | PHOENIX MEDICAL SYSTEM(P) LTD. | NA | 0 | 69636 |  | 11-06-2017 |  | UNDER BMC |  |  | WORKING | WORKING | 16-06-2022 | AOVPB005 - PAPPU KUMAR | 16-06-2022 | AOVPB017 - Vikas Tomer | 11-06-2022 | active |  |  |  | working condition
2110060151 | KAPURTHALA | DH | DH KAPURTHALA | SNCU | WARMER | RADIANT BABY WARMER | CRITICAL | PHOENIX MEDICAL SYSTEM(P) LTD. | NWS101 | 0 | 69636 |  | 11-06-2017 |  | UNDER BMC |  |  | WORKING | WORKING | 16-06-2022 | AOVPB005 - PAPPU KUMAR | 16-06-2022 | AOVPB017 - Vikas Tomer | 11-06-2022 | active |  |  |  | working condition
2110060152 | KAPURTHALA | DH | DH KAPURTHALA | SNCU | WARMER | RADIANT BABY WARMER | CRITICAL | PHOENIX MEDICAL SYSTEM(P) LTD. | NWS101 | 0 | 69636 |  | 11-06-2017 |  | UNDER BMC |  |  | WORKING | WORKING | 16-06-2022 | AOVPB005 - PAPPU KUMAR | 16-06-2022 | AOVPB017 - Vikas Tomer | 11-06-2022 | active |  |  |  | working condition
2110060153 | KAPURTHALA | DH | DH KAPURTHALA | SNCU | WARMER | RADIANT BABY WARMER | CRITICAL | PHOENIX MEDICAL SYSTEM(P) LTD. | OCW100 | 0 | 69636 |  | 11-06-2017 |  | UNDER BMC |  |  | WORKING | WORKING | 16-06-2022 | AOVPB005 - PAPPU KUMAR | 16-06-2022 | AOVPB017 - Vikas Tomer | 11-06-2022 | active |  |  |  | working condition
2110060163 | KAPURTHALA | DH | DH KAPURTHALA | SNCU | WARMER | RADIANT BABY WARMER | CRITICAL | PHOENIX MEDICAL SYSTEM(P) LTD. | NWS-101 | 0 | 69636 |  | 11-06-2017 |  | UNDER BMC |  |  | WORKING | WORKING | 16-06-2022 | AOVPB005 - PAPPU KUMAR | 16-06-2022 | AOVPB017 - Vikas Tomer | 11-06-2022 | active |  |  |  | Not working condition
2110060165 | KAPURTHALA | DH | DH KAPURTHALA | SNCU | WARMER | RADIANT BABY WARMER | CRITICAL | PHOENIX MEDICAL SYSTEM(P) LTD. | OCW100 | 0 | 69636 |  | 11-06-2014 |  | UNDER BMC |  |  | WORKING | WORKING | 16-06-2022 | AOVPB005 - PAPPU KUMAR | 16-06-2022 | AOVPB017 - Vikas Tomer | 11-06-2022 | active |  |  |  | working condition
2110060166 | KAPURTHALA | DH | DH KAPURTHALA | SNCU | WARMER | RADIANT BABY WARMER | CRITICAL | PHOENIX MEDICAL SYSTEM(P) LTD. | OCW100 | 0 | 69636 |  | 11-06-2014 |  | UNDER BMC |  |  | WORKING | WORKING | 16-06-2022 | AOVPB005 - PAPPU KUMAR | 16-06-2022 | AOVPB017 - Vikas Tomer | 11-06-2022 | active |  |  |  | working condition
2110060146 | KAPURTHALA | DH | DH KAPURTHALA | DIALYSIS | DIALYSIS | HAEMODIALYSIS MACHINE | CRITICAL | B. BRAUN | Dialog | 0 | 665000 |  | 05-09-2010 |  | UNDER BMC |  |  | WORKING | WORKING | 16-06-2022 | AOVPB005 - PAPPU KUMAR | 16-06-2022 | AOVPB017 - Vikas Tomer | 11-06-2022 | active |  |  |  | working condition
2110060147 | KAPURTHALA | DH | DH KAPURTHALA | DIALYSIS | DIALYSIS | HAEMODIALYSIS MACHINE | CRITICAL | B. BRAUN | NIL | 0 | 665000 |  | 05-09-2010 |  | UNDER BMC |  |  | WORKING | WORKING | 16-06-2022 | AOVPB005 - PAPPU KUMAR | 16-06-2022 | AOVPB017 - Vikas Tomer | 11-06-2022 | active |  |  |  | working condition
2110060155 | KAPURTHALA | DH | DH KAPURTHALA | SNCU | PHOTOTHERAPY | PHOTOTHERAPY UNIT (SINGLE SURFACE) | CRITICAL | PHOENIX MEDICAL SYSTEM(P) LTD. | Brilliance Pro | 0 | 67950 |  | 11-06-2020 |  | UNDER BMC | 11-06-2020 | 10-06-2021 | WORKING | WORKING | 11-06-2022 | AOVPB005 - PAPPU KUMAR | 11-06-2022 | AOVPB017 - Vikas Tomer | 11-06-2022 | active
2110060020 | KAPURTHALA | DH | DH KAPURTHALA | ICU | CARDIOLOGY | DEFIBRILATOR | CRITICAL | PHYSIO CONTROL | 20E | 0 | 719000 |  | 10-11-2019 |  | UNDER BMC | 10-11-2019 | 09-11-2021 | WORKING | WORKING | 10-06-2022 | AOVPB005 - PAPPU KUMAR | 10-06-2022 | AOVPB017 - Vikas Tomer | 10-06-2022 | active
2110060021 | KAPURTHALA | DH | DH KAPURTHALA | ICU | CARDIOLOGY | DEFIBRILATOR | CRITICAL | PHYSIO CONTROL | 20E | 0 | 719000 |  | 10-11-2019 |  | UNDER BMC | 10-11-2019 | 09-11-2021 | WORKING | WORKING | 10-06-2022 | AOVPB005 - PAPPU KUMAR | 10-06-2022 | AOVPB017 - Vikas Tomer | 10-06-2022 | active
2110060022 | KAPURTHALA | DH | DH KAPURTHALA | ICU | CARDIOLOGY | DEFIBRILATOR | CRITICAL | PHYSIO CONTROL | 20E | 0 | 719000 |  | 10-11-2019 |  | UNDER BMC | 10-11-2019 | 09-11-2021 | WORKING | WORKING | 10-06-2022 | AOVPB005 - PAPPU KUMAR | 10-06-2022 | AOVPB017 - Vikas Tomer | 10-06-2022 | active
2110060023 | KAPURTHALA | DH | DH KAPURTHALA | ICU | CARDIOLOGY | DEFIBRILATOR | CRITICAL | PHYSIO CONTROL | 20E | 0 | 719000 |  | 10-11-2019 |  | UNDER BMC | 10-11-2019 | 09-11-2021 | WORKING | WORKING | 10-06-2022 | AOVPB005 - PAPPU KUMAR | 10-06-2022 | AOVPB017 - Vikas Tomer | 10-06-2022 | active
2110060024 | KAPURTHALA | DH | DH KAPURTHALA | ICU | CARDIOLOGY | DEFIBRILATOR | CRITICAL | PHYSIO CONTROL | 20E | 0 | 719000 |  | 10-11-2019 |  | UNDER BMC | 10-11-2019 | 09-11-2021 | WORKING | WORKING | 10-06-2022 | AOVPB005 - PAPPU KUMAR | 10-06-2022 | AOVPB017 - Vikas Tomer | 10-06-2022 | active
2110060025 | KAPURTHALA | DH | DH KAPURTHALA | ICU | CARDIOLOGY | DEFIBRILATOR | CRITICAL | PHYSIO CONTROL | 20E | 0 | 719000 |  | 10-11-2019 |  | UNDER BMC | 10-11-2019 | 09-11-2021 | WORKING | WORKING | 10-06-2022 | AOVPB005 - PAPPU KUMAR | 10-06-2022 | AOVPB017 - Vikas Tomer | 10-06-2022 | active
2110060114 | KAPURTHALA | DH | DH KAPURTHALA | LABORATORY | LABORATORY | SEMI AUTO ANALYZER | NON CRITICAL | TRANSASIA BIOMEDICAL LTD/SYSMEX CORPORATION | CHEM 5X | 0 | 100000 |  | 10-03-2018 |  | UNDER BMC | 10-03-2018 | 09-03-2021 | WORKING | WORKING | 10-06-2022 | AOVPB005 - PAPPU KUMAR | 10-06-2022 | AOVPB017 - Vikas Tomer | 10-06-2022 | active
2110060113 | KAPURTHALA | DH | DH KAPURTHALA | LABORATORY | LABORATORY | SEMI AUTO ANALYZER | NON CRITICAL | TRANSASIA BIOMEDICAL LTD/SYSMEX CORPORATION | chem 5X | 0 | 100000 |  | 10-03-2018 |  | UNDER BMC | 10-03-2018 | 09-03-2021 | WORKING | WORKING | 10-06-2022 | AOVPB005 - PAPPU KUMAR | 10-06-2022 | AOVPB017 - Vikas Tomer | 10-06-2022 | active
2110060040 | KAPURTHALA | DH | DH KAPURTHALA | MALE SURGICAL WARD | MONITOR | MULTIPARA MONITOR | CRITICAL | PHILIPS | Intellivue | 0 | 529100 |  | 10-03-2022 |  | UNDER BMC |  |  | WORKING | WORKING | 09-06-2022 | AOVPB005 - PAPPU KUMAR | 09-06-2022 | AOVPB017 - Vikas Tomer | 09-06-2022 | active
2110060041 | KAPURTHALA | DH | DH KAPURTHALA | MALE SURGICAL WARD | MONITOR | MULTIPARA MONITOR | CRITICAL | PHILIPS | MX-500 | 0 | 529100 |  | 10-03-2022 |  | UNDER BMC |  |  | WORKING | WORKING | 09-06-2022 | AOVPB005 - PAPPU KUMAR | 09-06-2022 | AOVPB017 - Vikas Tomer | 09-06-2022 | active
2110060042 | KAPURTHALA | DH | DH KAPURTHALA | MALE SURGICAL WARD | MONITOR | MULTIPARA MONITOR | CRITICAL | PHILIPS | MX-500 | 0 | 529100 |  | 10-03-2022 |  | UNDER BMC |  |  | WORKING | WORKING | 09-06-2022 | AOVPB005 - PAPPU KUMAR | 09-06-2022 | AOVPB017 - Vikas Tomer | 09-06-2022 | active
2110060043 | KAPURTHALA | DH | DH KAPURTHALA | MALE SURGICAL WARD | MONITOR | MULTIPARA MONITOR | CRITICAL | PHILIPS | Intellivue | 0 | 529100 |  | 10-03-2022 |  | UNDER BMC |  |  | WORKING | WORKING | 09-06-2022 | AOVPB005 - PAPPU KUMAR | 09-06-2022 | AOVPB017 - Vikas Tomer | 09-06-2022 | active |  |  |  | working condition